## Scenario list
merge bos data with wake data
assume turbien cost scenarios
assume losses pruf
calculate LCOE with turbine cost scenarios baseline and wake steering
change in bos cost and lcoe by changing relative spacing baseline losses
change in bos cost and lcoe by changing relative spacing wake steering
change in power density for equivelent LCOE
inflection point for min lcoe (previous work? Might not find? Maybe 20d?)
relationship of SP and spacing and wind resource for SOCO

## BOS Scenarios
rating | rd | # turb | spacing | bos cost | turbine cost (constant / mw) | turbine cost (scaling study???) | assuemd losses excluting wakes | Gross aep | Baseline PRUF losses | Baseline wake loses | with wake steering | change in LCOE
13.9%
13.9%
13.9%
13.9%
13.9%
13.9%
13.9%
13.9%
13.9%
13.9%
13.9%
13.9%
13.9%
13.9%
13.9%
13.9%
13.9%

## Losses
Losses (PRUF and CSM)
conversion (drivetrain, generator, power conversion) | 0
curtailment | 0
electrical | 2.7
env | 3
turbine | 3.3
availability | 4.9
wake | 6.9
total | 20.8%
total minus wake | 13.9%

## 150w
Farm Name | Rated_Power | Specific_Power | #Turbine | Turbine_D | Turb_spc_rel | Avg_ws | AEP_No_Wake | AEP_Baseline | AEP_Opt | %_Baseline | %_Opt | Wk_Loss_Baseline | Wk_Loss_Opt | AEP_Gain_Opt | Loss_Red_Opt
Rel_spc=10_D=160_avg_ws=6.0_SP=150 | 3015.9289 | 150 | 49 | 160 | 10 | 6 | 588.8415 | 565.4525 | 568.494 | 96.028 | 96.5445 | 3.972 | 3.4555 | 0.53789 | 13.004
Rel_spc=10_D=160_avg_ws=6.0_SP=200 | 4021.2386 | 200 | 49 | 160 | 10 | 6 | 661.5044 | 630.268 | 634.1977 | 95.278 | 95.872 | 4.722 | 4.128 | 0.62349 | 12.5804
Rel_spc=10_D=160_avg_ws=6.0_SP=250 | 5026.5482 | 250 | 49 | 160 | 10 | 6 | 708.9718 | 670.9527 | 675.667 | 94.6374 | 95.3024 | 5.3626 | 4.6976 | 0.70262 | 12.3997
Rel_spc=10_D=160_avg_ws=6.0_SP=300 | 6031.8579 | 300 | 49 | 160 | 10 | 6 | 739.4814 | 696.4869 | 701.6927 | 94.1859 | 94.8898 | 5.8141 | 5.1102 | 0.74744 | 12.108
Rel_spc=10_D=160_avg_ws=7.5_SP=150 | 3015.9289 | 150 | 49 | 160 | 10 | 7.5 | 787.5556 | 767.9957 | 770.6847 | 97.5164 | 97.8578 | 2.4836 | 2.1422 | 0.35012 | 13.7471
Rel_spc=10_D=160_avg_ws=7.5_SP=200 | 4021.2386 | 200 | 49 | 160 | 10 | 7.5 | 943.1977 | 914.6455 | 918.4753 | 96.9728 | 97.3789 | 3.0272 | 2.6211 | 0.41871 | 13.4132
Rel_spc=4_D=160_avg_ws=6.0_SP=250 | 5026.5482 | 250 | 49 | 160 | 4 | 6 | 708.9718 | 556.5632 | 601.0224 | 78.5029 | 84.7738 | 21.4971 | 15.2262 | 7.9882 | 29.171
Rel_spc=10_D=160_avg_ws=7.5_SP=300 | 6031.8579 | 300 | 49 | 160 | 10 | 7.5 | 1167.5373 | 1121.1776 | 1127.862 | 96.0293 | 96.6018 | 3.9707 | 3.3982 | 0.5962 | 14.4187
Rel_spc=10_D=160_avg_ws=9.0_SP=150 | 3015.9289 | 150 | 49 | 160 | 10 | 9 | 911.5452 | 896.4908 | 898.3183 | 98.3485 | 98.549 | 1.6515 | 1.451 | 0.20385 | 12.1391
Rel_spc=10_D=160_avg_ws=9.0_SP=200 | 4021.2386 | 200 | 49 | 160 | 10 | 9 | 1137.7166 | 1112.1452 | 1115.4103 | 97.7524 | 98.0394 | 2.2476 | 1.9606 | 0.29359 | 12.7687
Rel_spc=7_D=160_avg_ws=6.0_SP=250 | 5026.5482 | 250 | 49 | 160 | 7 | 6 | 708.9718 | 641.4885 | 655.3693 | 90.4815 | 92.4394 | 9.5185 | 7.5606 | 2.1638 | 20.5692
Rel_spc=10_D=160_avg_ws=9.0_SP=300 | 6031.8579 | 300 | 49 | 160 | 10 | 9 | 1498.4913 | 1455.1708 | 1460.7768 | 97.1091 | 97.4832 | 2.8909 | 2.5168 | 0.38525 | 12.9407
Rel_spc=4_D=160_avg_ws=6.0_SP=150 | 3015.9289 | 150 | 49 | 160 | 4 | 6 | 588.8415 | 487.8448 | 519.9276 | 82.8482 | 88.2967 | 17.1518 | 11.7033 | 6.5764 | 31.7662
Rel_spc=4_D=160_avg_ws=6.0_SP=200 | 4021.2386 | 200 | 49 | 160 | 4 | 6 | 661.5044 | 531.4946 | 571.2715 | 80.3463 | 86.3594 | 19.6537 | 13.6406 | 7.484 | 30.5953
Rel_spc=10_D=160_avg_ws=7.5_SP=250 | 5026.5482 | 250 | 49 | 160 | 10 | 7.5 | 1068.1891 | 1029.6662 | 1034.8769 | 96.3936 | 96.8814 | 3.6064 | 3.1186 | 0.50605 | 13.5262
Rel_spc=4_D=160_avg_ws=6.0_SP=300 | 6031.8579 | 300 | 49 | 160 | 4 | 6 | 739.4814 | 571.3799 | 619.6456 | 77.2676 | 83.7946 | 22.7324 | 16.2054 | 8.4472 | 28.7123
Rel_spc=4_D=160_avg_ws=7.5_SP=150 | 3015.9289 | 150 | 49 | 160 | 4 | 7.5 | 787.5556 | 697.6984 | 728.3838 | 88.5904 | 92.4867 | 11.4096 | 7.5133 | 4.3981 | 34.149
Rel_spc=4_D=160_avg_ws=7.5_SP=200 | 4021.2386 | 200 | 49 | 160 | 4 | 7.5 | 943.1977 | 814.6212 | 858.6436 | 86.368 | 91.0354 | 13.632 | 8.9646 | 5.404 | 34.2383
Rel_spc=4_D=160_avg_ws=7.5_SP=250 | 5026.5482 | 250 | 49 | 160 | 4 | 7.5 | 1068.1891 | 900.0462 | 954.4743 | 84.2591 | 89.3544 | 15.7409 | 10.6456 | 6.0473 | 32.3701
Rel_spc=4_D=160_avg_ws=7.5_SP=300 | 6031.8579 | 300 | 49 | 160 | 4 | 7.5 | 1167.5373 | 963.4701 | 1028.244 | 82.5216 | 88.0695 | 17.4784 | 11.9305 | 6.723 | 31.7415
Rel_spc=4_D=160_avg_ws=9.0_SP=150 | 3015.9289 | 150 | 49 | 160 | 4 | 9 | 911.5452 | 841.7889 | 866.8282 | 92.3475 | 95.0944 | 7.6525 | 4.9056 | 2.9745 | 35.8954
Rel_spc=4_D=160_avg_ws=9.0_SP=200 | 4021.2386 | 200 | 49 | 160 | 4 | 9 | 1137.7166 | 1026.9373 | 1063.029 | 90.263 | 93.4353 | 9.737 | 6.5647 | 3.5145 | 32.5799
Rel_spc=7_D=160_avg_ws=7.5_SP=250 | 5026.5482 | 250 | 49 | 160 | 7 | 7.5 | 1068.1891 | 997.9367 | 1013.2985 | 93.4232 | 94.8613 | 6.5768 | 5.1387 | 1.5394 | 21.8666
Rel_spc=4_D=160_avg_ws=9.0_SP=300 | 6031.8579 | 300 | 49 | 160 | 4 | 9 | 1498.4913 | 1310.0606 | 1371.8553 | 87.4253 | 91.5491 | 12.5747 | 8.4509 | 4.7169 | 32.7944
Rel_spc=7_D=160_avg_ws=6.0_SP=150 | 3015.9289 | 150 | 49 | 160 | 7 | 6 | 588.8415 | 546.2143 | 555.2624 | 92.7608 | 94.2974 | 7.2392 | 5.7026 | 1.6565 | 21.2262
Rel_spc=7_D=160_avg_ws=6.0_SP=200 | 4021.2386 | 200 | 49 | 160 | 7 | 6 | 661.5044 | 605.353 | 617.3544 | 91.5116 | 93.3258 | 8.4884 | 6.6742 | 1.9825 | 21.3732
Rel_spc=10_D=160_avg_ws=9.0_SP=250 | 5026.5482 | 250 | 49 | 160 | 10 | 9 | 1325.8988 | 1295.3563 | 1299.9568 | 97.6965 | 98.0434 | 2.3035 | 1.9566 | 0.35516 | 15.0627
Rel_spc=7_D=160_avg_ws=6.0_SP=300 | 6031.8579 | 300 | 49 | 160 | 7 | 6 | 739.4814 | 663.897 | 678.6537 | 89.7787 | 91.7743 | 10.2213 | 8.2257 | 2.2228 | 19.5236
Rel_spc=7_D=160_avg_ws=7.5_SP=150 | 3015.9289 | 150 | 49 | 160 | 7 | 7.5 | 787.5556 | 751.2737 | 759.2513 | 95.3931 | 96.4061 | 4.6069 | 3.5939 | 1.0619 | 21.9877
Rel_spc=7_D=160_avg_ws=7.5_SP=200 | 4021.2386 | 200 | 49 | 160 | 7 | 7.5 | 943.1977 | 890.7822 | 902.5128 | 94.4428 | 95.6865 | 5.5572 | 4.3135 | 1.3169 | 22.38
Rel_spc=4_D=160_avg_ws=9.0_SP=250 | 5026.5482 | 250 | 49 | 160 | 4 | 9 | 1325.8988 | 1179.7229 | 1230.4736 | 88.9753 | 92.803 | 11.0247 | 7.197 | 4.3019 | 34.719
Rel_spc=7_D=160_avg_ws=7.5_SP=300 | 6031.8579 | 300 | 49 | 160 | 7 | 7.5 | 1167.5373 | 1081.7954 | 1101.5811 | 92.6562 | 94.3508 | 7.3438 | 5.6492 | 1.829 | 23.0759
Rel_spc=7_D=160_avg_ws=9.0_SP=150 | 3015.9289 | 150 | 49 | 160 | 7 | 9 | 911.5452 | 883.8332 | 890.3304 | 96.9599 | 97.6727 | 3.0401 | 2.3273 | 0.73511 | 23.4452
Rel_spc=7_D=160_avg_ws=9.0_SP=200 | 4021.2386 | 200 | 49 | 160 | 7 | 9 | 1137.7166 | 1091.7844 | 1101.2669 | 95.9628 | 96.7962 | 4.0372 | 3.2038 | 0.86853 | 20.6446
Rel_spc=7_D=160_avg_ws=9.0_SP=250 | 5026.5482 | 250 | 49 | 160 | 7 | 9 | 1325.8988 | 1268.5322 | 1282.6419 | 95.6734 | 96.7375 | 4.3266 | 3.2625 | 1.1123 | 24.5957
Rel_spc=7_D=160_avg_ws=9.0_SP=300 | 6031.8579 | 300 | 49 | 160 | 7 | 9 | 1498.4913 | 1420.3954 | 1435.9277 | 94.7884 | 95.8249 | 5.2116 | 4.1751 | 1.0935 | 19.8887

## 250w
Farm Name | Rated_Power | Specific_Power | #Turbine | Turbine_D | Turb_spc_rel | Avg_ws | AEP_No_Wake | AEP_Baseline | AEP_Opt | %_Baseline | %_Opt | Wk_Loss_Baseline | Wk_Loss_Opt | AEP_Gain_Opt | Loss_Red_Opt
Rel_spc=10_D=160_avg_ws=6.0_SP=150 | 3015.9289 | 150 | 49 | 160 | 10 | 6 | 588.8415 | 565.4525 | 568.494 | 96.028 | 96.5445 | 3.972 | 3.4555 | 0.53789 | 13.004
Rel_spc=10_D=160_avg_ws=6.0_SP=200 | 4021.2386 | 200 | 49 | 160 | 10 | 6 | 661.5044 | 630.268 | 634.1977 | 95.278 | 95.872 | 4.722 | 4.128 | 0.62349 | 12.5804
Rel_spc=10_D=160_avg_ws=6.0_SP=250 | 5026.5482 | 250 | 49 | 160 | 10 | 6 | 708.9718 | 670.9527 | 675.667 | 94.6374 | 95.3024 | 5.3626 | 4.6976 | 0.70262 | 12.3997
Rel_spc=10_D=160_avg_ws=6.0_SP=300 | 6031.8579 | 300 | 49 | 160 | 10 | 6 | 739.4814 | 696.4869 | 701.6927 | 94.1859 | 94.8898 | 5.8141 | 5.1102 | 0.74744 | 12.108
Rel_spc=10_D=160_avg_ws=7.5_SP=150 | 3015.9289 | 150 | 49 | 160 | 10 | 7.5 | 787.5556 | 767.9957 | 770.6847 | 97.5164 | 97.8578 | 2.4836 | 2.1422 | 0.35012 | 13.7471
Rel_spc=10_D=160_avg_ws=7.5_SP=200 | 4021.2386 | 200 | 49 | 160 | 10 | 7.5 | 943.1977 | 914.6455 | 918.4753 | 96.9728 | 97.3789 | 3.0272 | 2.6211 | 0.41871 | 13.4132
Rel_spc=4_D=160_avg_ws=6.0_SP=250 | 5026.5482 | 250 | 49 | 160 | 4 | 6 | 708.9718 | 556.5632 | 601.0224 | 78.5029 | 84.7738 | 21.4971 | 15.2262 | 7.9882 | 29.171
Rel_spc=10_D=160_avg_ws=7.5_SP=300 | 6031.8579 | 300 | 49 | 160 | 10 | 7.5 | 1167.5373 | 1121.1776 | 1127.862 | 96.0293 | 96.6018 | 3.9707 | 3.3982 | 0.5962 | 14.4187
Rel_spc=10_D=160_avg_ws=9.0_SP=150 | 3015.9289 | 150 | 49 | 160 | 10 | 9 | 911.5452 | 896.4908 | 898.3183 | 98.3485 | 98.549 | 1.6515 | 1.451 | 0.20385 | 12.1391
Rel_spc=10_D=160_avg_ws=9.0_SP=200 | 4021.2386 | 200 | 49 | 160 | 10 | 9 | 1137.7166 | 1112.1452 | 1115.4103 | 97.7524 | 98.0394 | 2.2476 | 1.9606 | 0.29359 | 12.7687
Rel_spc=7_D=160_avg_ws=6.0_SP=250 | 5026.5482 | 250 | 49 | 160 | 7 | 6 | 708.9718 | 641.4885 | 655.3693 | 90.4815 | 92.4394 | 9.5185 | 7.5606 | 2.1638 | 20.5692
Rel_spc=10_D=160_avg_ws=9.0_SP=300 | 6031.8579 | 300 | 49 | 160 | 10 | 9 | 1498.4913 | 1455.1708 | 1460.7768 | 97.1091 | 97.4832 | 2.8909 | 2.5168 | 0.38525 | 12.9407
Rel_spc=4_D=160_avg_ws=6.0_SP=150 | 3015.9289 | 150 | 49 | 160 | 4 | 6 | 588.8415 | 487.8448 | 519.9276 | 82.8482 | 88.2967 | 17.1518 | 11.7033 | 6.5764 | 31.7662
Rel_spc=4_D=160_avg_ws=6.0_SP=200 | 4021.2386 | 200 | 49 | 160 | 4 | 6 | 661.5044 | 531.4946 | 571.2715 | 80.3463 | 86.3594 | 19.6537 | 13.6406 | 7.484 | 30.5953
Rel_spc=10_D=160_avg_ws=7.5_SP=250 | 5026.5482 | 250 | 49 | 160 | 10 | 7.5 | 1068.1891 | 1029.6662 | 1034.8769 | 96.3936 | 96.8814 | 3.6064 | 3.1186 | 0.50605 | 13.5262
Rel_spc=4_D=160_avg_ws=6.0_SP=300 | 6031.8579 | 300 | 49 | 160 | 4 | 6 | 739.4814 | 571.3799 | 619.6456 | 77.2676 | 83.7946 | 22.7324 | 16.2054 | 8.4472 | 28.7123
Rel_spc=4_D=160_avg_ws=7.5_SP=150 | 3015.9289 | 150 | 49 | 160 | 4 | 7.5 | 787.5556 | 697.6984 | 728.3838 | 88.5904 | 92.4867 | 11.4096 | 7.5133 | 4.3981 | 34.149
Rel_spc=4_D=160_avg_ws=7.5_SP=200 | 4021.2386 | 200 | 49 | 160 | 4 | 7.5 | 943.1977 | 814.6212 | 858.6436 | 86.368 | 91.0354 | 13.632 | 8.9646 | 5.404 | 34.2383
Rel_spc=4_D=160_avg_ws=7.5_SP=250 | 5026.5482 | 250 | 49 | 160 | 4 | 7.5 | 1068.1891 | 900.0462 | 954.4743 | 84.2591 | 89.3544 | 15.7409 | 10.6456 | 6.0473 | 32.3701
Rel_spc=4_D=160_avg_ws=7.5_SP=300 | 6031.8579 | 300 | 49 | 160 | 4 | 7.5 | 1167.5373 | 963.4701 | 1028.244 | 82.5216 | 88.0695 | 17.4784 | 11.9305 | 6.723 | 31.7415
Rel_spc=4_D=160_avg_ws=9.0_SP=150 | 3015.9289 | 150 | 49 | 160 | 4 | 9 | 911.5452 | 841.7889 | 866.8282 | 92.3475 | 95.0944 | 7.6525 | 4.9056 | 2.9745 | 35.8954
Rel_spc=4_D=160_avg_ws=9.0_SP=200 | 4021.2386 | 200 | 49 | 160 | 4 | 9 | 1137.7166 | 1026.9373 | 1063.029 | 90.263 | 93.4353 | 9.737 | 6.5647 | 3.5145 | 32.5799
Rel_spc=7_D=160_avg_ws=7.5_SP=250 | 5026.5482 | 250 | 49 | 160 | 7 | 7.5 | 1068.1891 | 997.9367 | 1013.2985 | 93.4232 | 94.8613 | 6.5768 | 5.1387 | 1.5394 | 21.8666
Rel_spc=4_D=160_avg_ws=9.0_SP=300 | 6031.8579 | 300 | 49 | 160 | 4 | 9 | 1498.4913 | 1310.0606 | 1371.8553 | 87.4253 | 91.5491 | 12.5747 | 8.4509 | 4.7169 | 32.7944
Rel_spc=7_D=160_avg_ws=6.0_SP=150 | 3015.9289 | 150 | 49 | 160 | 7 | 6 | 588.8415 | 546.2143 | 555.2624 | 92.7608 | 94.2974 | 7.2392 | 5.7026 | 1.6565 | 21.2262
Rel_spc=7_D=160_avg_ws=6.0_SP=200 | 4021.2386 | 200 | 49 | 160 | 7 | 6 | 661.5044 | 605.353 | 617.3544 | 91.5116 | 93.3258 | 8.4884 | 6.6742 | 1.9825 | 21.3732
Rel_spc=10_D=160_avg_ws=9.0_SP=250 | 5026.5482 | 250 | 49 | 160 | 10 | 9 | 1325.8988 | 1295.3563 | 1299.9568 | 97.6965 | 98.0434 | 2.3035 | 1.9566 | 0.35516 | 15.0627
Rel_spc=7_D=160_avg_ws=6.0_SP=300 | 6031.8579 | 300 | 49 | 160 | 7 | 6 | 739.4814 | 663.897 | 678.6537 | 89.7787 | 91.7743 | 10.2213 | 8.2257 | 2.2228 | 19.5236
Rel_spc=7_D=160_avg_ws=7.5_SP=150 | 3015.9289 | 150 | 49 | 160 | 7 | 7.5 | 787.5556 | 751.2737 | 759.2513 | 95.3931 | 96.4061 | 4.6069 | 3.5939 | 1.0619 | 21.9877
Rel_spc=7_D=160_avg_ws=7.5_SP=200 | 4021.2386 | 200 | 49 | 160 | 7 | 7.5 | 943.1977 | 890.7822 | 902.5128 | 94.4428 | 95.6865 | 5.5572 | 4.3135 | 1.3169 | 22.38
Rel_spc=4_D=160_avg_ws=9.0_SP=250 | 5026.5482 | 250 | 49 | 160 | 4 | 9 | 1325.8988 | 1179.7229 | 1230.4736 | 88.9753 | 92.803 | 11.0247 | 7.197 | 4.3019 | 34.719
Rel_spc=7_D=160_avg_ws=7.5_SP=300 | 6031.8579 | 300 | 49 | 160 | 7 | 7.5 | 1167.5373 | 1081.7954 | 1101.5811 | 92.6562 | 94.3508 | 7.3438 | 5.6492 | 1.829 | 23.0759
Rel_spc=7_D=160_avg_ws=9.0_SP=150 | 3015.9289 | 150 | 49 | 160 | 7 | 9 | 911.5452 | 883.8332 | 890.3304 | 96.9599 | 97.6727 | 3.0401 | 2.3273 | 0.73511 | 23.4452
Rel_spc=7_D=160_avg_ws=9.0_SP=200 | 4021.2386 | 200 | 49 | 160 | 7 | 9 | 1137.7166 | 1091.7844 | 1101.2669 | 95.9628 | 96.7962 | 4.0372 | 3.2038 | 0.86853 | 20.6446
Rel_spc=7_D=160_avg_ws=9.0_SP=250 | 5026.5482 | 250 | 49 | 160 | 7 | 9 | 1325.8988 | 1268.5322 | 1282.6419 | 95.6734 | 96.7375 | 4.3266 | 3.2625 | 1.1123 | 24.5957
Rel_spc=7_D=160_avg_ws=9.0_SP=300 | 6031.8579 | 300 | 49 | 160 | 7 | 9 | 1498.4913 | 1420.3954 | 1435.9277 | 94.7884 | 95.8249 | 5.2116 | 4.1751 | 1.0935 | 19.8887

## All
Farm Name | Concatenate | Rated_Power | Specific_Power | #Turbine | Turbine_D | Turb_spc_rel | Avg_ws | AEP_No_Wake GWH/yr | AEP_Baseline gwh/yr | AEP_Baseline MWh/MW/yr | AEP_Opt GWh/yr | AEP_Opt MWh/MW/yr | %_Baseline | %_Opt | Wk_Loss_Baseline | Wk_Loss_Opt | AEP_Gain_Opt | Loss_Red_Opt | BOS Cost ($/kW) | 2018 Turbine Cost Fraction of Total Cost from BOS (%) | 2018 Delta BOS Cost vs 10d (% total cost) | 2018 Turbine Cost Turbine cost ($/kW) | Low Turbine Cost ($/kW) | Low Turbine Cost Delta BOS Cost vs 10d (% total cost) | Losses excluding wake | Total wake losses baseline | total wake losses steering | 2018 Turbine Baseline Cost LCOE baseline ($/MWh) | 2018 turbine LCOE Wake Steering ($/MWh) | 2018 turbine Change LCOE with wake steering (% LCOE) | Low Turbine Cost LCOE baseline ($/MWh) | Low Turbine Cost LCOE Wake Steering ($/MWh) | Low Turbine Cost Change LCOE with wake steering | FCR (%) | opex ($/kw/yr)
Rel_spc=4_D=160_avg_ws=6.0_SP=150 | 30164 | 3015.9289 | 150 | 49 | 160 | 4 | 6 | 588.8415 | 487.8448 | 3301.1441 | 519.9276 | 3518.2421 | 82.8482 | 88.2967 | 17.1518 | 11.7033 | 6.5764 | 31.7662 | 418.418 | 29.27% |  | 1011 | 600 |  | 13.9% | 31.05% | 25.6% | 53.1989 | 49.9162 | -6.171% | 42.3537 | 39.7402 | -6.171% | 0.075 | 44
Rel_spc=4_D=160_avg_ws=6.0_SP=200 | 40214 | 4021.2386 | 200 | 49 | 160 | 4 | 6 | 661.5044 | 531.4946 | 2697.3848 | 571.2715 | 2899.2564 | 80.3463 | 86.3594 | 19.6537 | 13.6406 | 7.484 | 30.5953 | 355.4587 | 26.01% | -4.405% | 1011 | 600 | -6.182% | 13.9% | 33.55% | 27.54% | 63.0733 | 58.6816 | -6.963% | 49.8006 | 46.3331 | -6.963%
Rel_spc=4_D=160_avg_ws=6.0_SP=250 | 50274 | 5026.5482 | 250 | 49 | 160 | 4 | 6 | 708.9718 | 556.5632 | 2259.6886 | 601.0224 | 2440.1959 | 78.5029 | 84.7738 | 21.4971 | 15.2262 | 7.9882 | 29.171 | 320.2242 | 24.05% | -2.579% | 1011 | 600 | -3.688% | 13.9% | 35.4% | 29.13% | 73.9322 | 68.4632 | -7.397% | 58.0887 | 53.7917 | -7.397%
Rel_spc=10_D=160_avg_ws=7.5_SP=150 | 301610 | 3015.9289 | 150 | 49 | 160 | 10 | 7.5 | 787.5556 | 767.9957 | 5196.8673 | 770.6847 | 5215.0626 | 97.5164 | 97.8578 | 2.4836 | 2.1422 | 0.35012 | 13.7471 | 462.0954 | 31.37% |  | 1011 | 600 |  | 13.9% | 16.38% | 16.04% | 34.525 | 34.4045 | -0.3489% | 27.636 | 27.5395 | -0.3489%
Rel_spc=7_D=160_avg_ws=7.5_SP=150 | 30167 | 3015.9289 | 150 | 49 | 160 | 7 | 7.5 | 787.5556 | 751.2737 | 5083.7126 | 759.2513 | 5137.6951 | 95.3931 | 96.4061 | 4.6069 | 3.5939 | 1.0619 | 21.9877 | 441.9342 | 30.42% | -1.369% | 1011 | 600 | -1.898% | 13.9% | 18.51% | 17.49% | 34.948 | 34.5808 | -1.051% | 27.9056 | 27.6124 | -1.051%
Rel_spc=4_D=160_avg_ws=7.5_SP=150 | 30164 | 3015.9289 | 150 | 49 | 160 | 4 | 7.5 | 787.5556 | 697.6984 | 4721.1801 | 728.3838 | 4928.8215 | 88.5904 | 92.4867 | 11.4096 | 7.5133 | 4.3981 | 34.149 | 418.418 | 29.27% | -1.619% | 1011 | 600 | -2.257% | 13.9% | 25.31% | 21.41% | 37.1977 | 35.6307 | -4.213% | 29.6146 | 28.367 | -4.213%
Rel_spc=10_D=160_avg_ws=9.0_SP=150 | 301610 | 3015.9289 | 150 | 49 | 160 | 10 | 9 | 911.5452 | 896.4908 | 6066.3668 | 898.3183 | 6078.7328 | 98.3485 | 98.549 | 1.6515 | 1.451 | 0.20385 | 12.1391 | 462.0954 | 31.37% |  | 1011 | 600 |  | 13.9% | 15.55% | 15.35% | 29.5765 | 29.5163 | -0.2034% | 23.6749 | 23.6267 | -0.2034%
Rel_spc=7_D=160_avg_ws=9.0_SP=150 | 30167 | 3015.9289 | 150 | 49 | 160 | 7 | 9 | 911.5452 | 883.8332 | 5980.7156 | 890.3304 | 6024.6803 | 96.9599 | 97.6727 | 3.0401 | 2.3273 | 0.73511 | 23.4452 | 441.9342 | 30.42% | -1.369% | 1011 | 600 | -1.898% | 13.9% | 16.94% | 16.23% | 29.7064 | 29.4896 | -0.7297% | 23.7203 | 23.5472 | -0.7297%
Rel_spc=4_D=160_avg_ws=9.0_SP=150 | 30164 | 3015.9289 | 150 | 49 | 160 | 4 | 9 | 911.5452 | 841.7889 | 5696.2104 | 866.8282 | 5865.646 | 92.3475 | 95.0944 | 7.6525 | 4.9056 | 2.9745 | 35.8954 | 418.418 | 29.27% | -1.619% | 1011 | 600 | -2.257% | 13.9% | 21.55% | 18.81% | 30.8305 | 29.9399 | -2.889% | 24.5454 | 23.8364 | -2.889%
Rel_spc=4_D=160_avg_ws=6.0_SP=300 | 60324 | 6031.8579 | 300 | 49 | 160 | 4 | 6 | 739.4814 | 571.3799 | 1933.2044 | 619.6456 | 2096.5065 | 77.2676 | 83.7946 | 22.7324 | 16.2054 | 8.4472 | 28.7123 | 297.019 | 22.71% |  | 1011 | 600 |  | 13.9% | 36.63% | 30.11% | 85.3724 | 78.7225 | -7.789% | 66.8532 | 61.6458 | -7.789%
Rel_spc=5_D=160_avg_ws=6.0_SP=150 | 30165 | 3015.9289 | 150 | 49 | 160 | 5 | 6 | 588.8415 | 516.5572 | 3495.4353 | 536.8773 | 3632.937 | 87.7243 | 91.1752 | 12.2757 | 8.8248 | 3.9338 | 28.1113 | 426.551 | 29.67% | 9.903% | 1011 | 600 | 14.44% | 13.9% | 26.18% | 22.72% | 50.4445 | 48.5353 | -3.785% | 40.2022 | 38.6806 | -3.785%
Rel_spc=5_D=160_avg_ws=6.0_SP=200 | 40215 | 4021.2386 | 200 | 49 | 160 | 5 | 6 | 661.5044 | 567.7128 | 2881.1956 | 593.6729 | 3012.9457 | 85.8215 | 89.7459 | 14.1785 | 10.2541 | 4.5728 | 27.6785 | 361.5241 | 26.34% | -4.523% | 1011 | 600 | -6.335% | 13.9% | 28.08% | 24.15% | 59.2328 | 56.6426 | -4.373% | 46.8069 | 44.7601 | -4.373%
Rel_spc=10_D=160_avg_ws=7.5_SP=200 | 402110 | 4021.2386 | 200 | 49 | 160 | 10 | 7.5 | 943.1977 | 914.6455 | 4641.912 | 918.4753 | 4661.3483 | 96.9728 | 97.3789 | 3.0272 | 2.6211 | 0.41871 | 13.4132 | 388.4089 | 27.76% |  | 1011 | 600 |  | 13.9% | 16.93% | 16.52% | 37.2698 | 37.1144 | -0.417% | 29.5572 | 29.4339 | -0.417%
Rel_spc=7_D=160_avg_ws=7.5_SP=200 | 40217 | 4021.2386 | 200 | 49 | 160 | 7 | 7.5 | 943.1977 | 890.7822 | 4520.8035 | 902.5128 | 4580.3373 | 94.4428 | 95.6865 | 5.5572 | 4.3135 | 1.3169 | 22.38 | 373.1955 | 26.96% | -1.087% | 1011 | 600 | -1.539% | 13.9% | 19.46% | 18.21% | 37.9751 | 37.4815 | -1.3% | 30.0558 | 29.6652 | -1.3%
Rel_spc=4_D=160_avg_ws=7.5_SP=200 | 40214 | 4021.2386 | 200 | 49 | 160 | 4 | 7.5 | 943.1977 | 814.6212 | 4134.2793 | 858.6436 | 4357.697 | 86.368 | 91.0354 | 13.632 | 8.9646 | 5.404 | 34.2383 | 355.4587 | 26.01% | -1.281% | 1011 | 600 | -1.823% | 13.9% | 27.53% | 22.86% | 41.1518 | 39.0419 | -5.127% | 32.4921 | 30.8263 | -5.127%
Rel_spc=10_D=160_avg_ws=9.0_SP=200 | 402110 | 4021.2386 | 200 | 49 | 160 | 10 | 9 | 1137.7166 | 1112.1452 | 5644.2413 | 1115.4103 | 5660.8121 | 97.7524 | 98.0394 | 2.2476 | 1.9606 | 0.29359 | 12.7687 | 388.4089 | 27.76% |  | 1011 | 600 |  | 13.9% | 16.15% | 15.86% | 30.6513 | 30.5615 | -0.2927% | 24.3083 | 24.2371 | -0.2927%
Rel_spc=7_D=160_avg_ws=9.0_SP=200 | 40217 | 4021.2386 | 200 | 49 | 160 | 7 | 9 | 1137.7166 | 1091.7844 | 5540.9082 | 1101.2669 | 5589.0329 | 95.9628 | 96.7962 | 4.0372 | 3.2038 | 0.86853 | 20.6446 | 373.1955 | 26.96% | -1.087% | 1011 | 600 | -1.539% | 13.9% | 17.94% | 17.1% | 30.9837 | 30.7169 | -0.8611% | 24.5224 | 24.3113 | -0.8611%
Rel_spc=4_D=160_avg_ws=9.0_SP=200 | 40214 | 4021.2386 | 200 | 49 | 160 | 4 | 9 | 1137.7166 | 1026.9373 | 5211.803 | 1063.029 | 5394.972 | 90.263 | 93.4353 | 9.737 | 6.5647 | 3.5145 | 32.5799 | 355.4587 | 26.01% | -1.281% | 1011 | 600 | -1.823% | 13.9% | 23.64% | 20.46% | 32.6438 | 31.5354 | -3.395% | 25.7745 | 24.8994 | -3.395%
Rel_spc=5_D=160_avg_ws=6.0_SP=250 | 50275 | 5026.5482 | 250 | 49 | 160 | 5 | 6 | 708.9718 | 597.7977 | 2427.1037 | 627.0332 | 2545.8017 | 84.319 | 88.4426 | 15.681 | 11.5574 | 4.8905 | 26.297 | 325.032 | 24.33% |  | 1011 | 600 |  | 13.9% | 29.58% | 25.46% | 69.0051 | 65.7877 | -4.663% | 54.2544 | 51.7248 | -4.663%
Rel_spc=5_D=160_avg_ws=6.0_SP=300 | 60325 | 6031.8579 | 300 | 49 | 160 | 5 | 6 | 739.4814 | 616.156 | 2084.6997 | 647.6724 | 2191.3323 | 83.3227 | 87.5847 | 16.6773 | 12.4153 | 5.115 | 25.5555 | 300.9853 | 22.94% | -1.8% | 1011 | 600 | -2.6% | 13.9% | 30.58% | 26.32% | 79.3341 | 75.4736 | -4.866% | 62.1607 | 59.1359 | -4.866%
Rel_spc=6_D=160_avg_ws=6.0_SP=150 | 30166 | 3015.9289 | 150 | 49 | 160 | 6 | 6 | 588.8415 | 534.7121 | 3618.2853 | 548.1142 | 3708.9747 | 90.8075 | 93.0835 | 9.1925 | 6.9165 | 2.5064 | 24.7594 | 435.1323 | 30.09% | 10.22% | 1011 | 600 | 14.89% | 13.9% | 23.09% | 20.82% | 48.9384 | 47.7418 | -2.445% | 39.0438 | 38.0891 | -2.445%
Rel_spc=10_D=160_avg_ws=7.5_SP=250 | 502710 | 5026.5482 | 250 | 49 | 160 | 10 | 7.5 | 1068.1891 | 1029.6662 | 4180.522 | 1034.8769 | 4201.6777 | 96.3936 | 96.8814 | 3.6064 | 3.1186 | 0.50605 | 13.5262 | 346.4189 | 25.52% |  | 1011 | 600 |  | 13.9% | 17.51% | 17.02% | 40.5082 | 40.3042 | -0.5035% | 31.9443 | 31.7835 | -0.5035%
Rel_spc=7_D=160_avg_ws=7.5_SP=250 | 50277 | 5026.5482 | 250 | 49 | 160 | 7 | 7.5 | 1068.1891 | 997.9367 | 4051.698 | 1013.2985 | 4114.0682 | 93.4232 | 94.8613 | 6.5768 | 5.1387 | 1.5394 | 21.8666 | 334.3622 | 24.85% | -0.8882% | 1011 | 600 | -1.274% | 13.9% | 20.48% | 19.04% | 41.537 | 40.9072 | -1.516% | 32.7008 | 32.2051 | -1.516%
Rel_spc=4_D=160_avg_ws=7.5_SP=250 | 50274 | 5026.5482 | 250 | 49 | 160 | 4 | 7.5 | 1068.1891 | 900.0462 | 3654.2552 | 954.4743 | 3875.2372 | 84.2591 | 89.3544 | 15.7409 | 10.6456 | 6.0473 | 32.3701 | 320.2242 | 24.05% | -1.051% | 1011 | 600 | -1.513% | 13.9% | 29.64% | 24.55% | 45.7176 | 43.1106 | -5.702% | 35.9204 | 33.8721 | -5.702%
Rel_spc=10_D=160_avg_ws=9.0_SP=250 | 502710 | 5026.5482 | 250 | 49 | 160 | 10 | 9 | 1325.8988 | 1295.3563 | 5259.2438 | 1299.9568 | 5277.9223 | 97.6965 | 98.0434 | 2.3035 | 1.9566 | 0.35516 | 15.0627 | 346.4189 | 25.52% |  | 1011 | 600 |  | 13.9% | 16.2% | 15.86% | 32.1996 | 32.0856 | -0.3539% | 25.3923 | 25.3024 | -0.3539%
Rel_spc=7_D=160_avg_ws=9.0_SP=250 | 50277 | 5026.5482 | 250 | 49 | 160 | 7 | 9 | 1325.8988 | 1268.5322 | 5150.336 | 1282.6419 | 5207.6224 | 95.6734 | 96.7375 | 4.3266 | 3.2625 | 1.1123 | 24.5957 | 334.3622 | 24.85% | -0.8882% | 1011 | 600 | -1.274% | 13.9% | 18.23% | 17.16% | 32.6765 | 32.3171 | -1.1% | 25.7253 | 25.4423 | -1.1%
Rel_spc=4_D=160_avg_ws=9.0_SP=250 | 50274 | 5026.5482 | 250 | 49 | 160 | 4 | 9 | 1325.8988 | 1179.7229 | 4789.7634 | 1230.4736 | 4995.8153 | 88.9753 | 92.803 | 11.0247 | 7.197 | 4.3019 | 34.719 | 320.2242 | 24.05% | -1.051% | 1011 | 600 | -1.513% | 13.9% | 24.92% | 21.1% | 34.8793 | 33.4407 | -4.124% | 27.4047 | 26.2744 | -4.124%
Rel_spc=6_D=160_avg_ws=6.0_SP=200 | 40216 | 4021.2386 | 200 | 49 | 160 | 6 | 6 | 661.5044 | 590.566 | 2997.178 | 607.8503 | 3084.8971 | 89.2762 | 91.8891 | 10.7238 | 8.1109 | 2.9267 | 24.3651 | 368.0788 | 26.69% |  | 1011 | 600 |  | 13.9% | 24.62% | 22.01% | 57.1311 | 55.5066 | -2.844% | 45.1861 | 43.9012 | -2.844%
Rel_spc=6_D=160_avg_ws=6.0_SP=250 | 50276 | 5026.5482 | 250 | 49 | 160 | 6 | 6 | 708.9718 | 624.2441 | 2534.4779 | 643.9351 | 2614.4248 | 88.0492 | 90.8266 | 11.9508 | 9.1734 | 3.1544 | 23.2403 | 329.8288 | 24.6% | -2.774% | 1011 | 600 | -3.951% | 13.9% | 25.85% | 23.07% | 66.2465 | 64.2207 | -3.058% | 52.1208 | 50.5269 | -3.058%
Rel_spc=6_D=160_avg_ws=6.0_SP=300 | 60326 | 6031.8579 | 300 | 49 | 160 | 6 | 6 | 739.4814 | 644.9624 | 2182.1631 | 666.2949 | 2254.3394 | 87.2182 | 90.103 | 12.7818 | 9.897 | 3.3076 | 22.5695 | 304.9423 | 23.17% | -1.856% | 1011 | 600 | -2.676% | 13.9% | 26.68% | 23.8% | 75.9487 | 73.5171 | -3.202% | 59.5423 | 57.636 | -3.202%
Rel_spc=10_D=160_avg_ws=7.5_SP=300 | 603210 | 6031.8579 | 300 | 49 | 160 | 10 | 7.5 | 1167.5373 | 1121.1776 | 3793.3876 | 1127.862 | 3816.0038 | 96.0293 | 96.6018 | 3.9707 | 3.3982 | 0.5962 | 14.4187 | 318.7482 | 23.97% |  | 1011 | 600 |  | 13.9% | 17.87% | 17.3% | 44.0069 | 43.7461 | -0.5927% | 34.569 | 34.3641 | -0.5927%
Rel_spc=7_D=160_avg_ws=7.5_SP=300 | 60327 | 6031.8579 | 300 | 49 | 160 | 7 | 7.5 | 1167.5373 | 1081.7954 | 3660.1421 | 1101.5811 | 3727.0849 | 92.6562 | 94.3508 | 7.3438 | 5.6492 | 1.829 | 23.0759 | 308.7743 | 23.4% | -0.7501% | 1011 | 600 | -1.086% | 13.9% | 21.24% | 19.55% | 45.3715 | 44.5566 | -1.796% | 35.5901 | 34.9509 | -1.796%
Rel_spc=4_D=160_avg_ws=7.5_SP=300 | 60324 | 6031.8579 | 300 | 49 | 160 | 4 | 7.5 | 1167.5373 | 963.4701 | 3259.8006 | 1028.244 | 3478.9566 | 82.5216 | 88.0695 | 17.4784 | 11.9305 | 6.723 | 31.7415 | 297.019 | 22.71% | -0.8907% | 1011 | 600 | -1.294% | 13.9% | 31.38% | 25.83% | 50.6296 | 47.4402 | -6.299% | 39.6469 | 37.1493 | -6.299%
Rel_spc=10_D=160_avg_ws=9.0_SP=300 | 603210 | 6031.8579 | 300 | 49 | 160 | 10 | 9 | 1498.4913 | 1455.1708 | 4923.4189 | 1460.7768 | 4942.3861 | 97.1091 | 97.4832 | 2.8909 | 2.5168 | 0.38525 | 12.9407 | 318.7482 | 23.97% |  | 1011 | 600 |  | 13.9% | 16.79% | 16.42% | 33.9063 | 33.7762 | -0.3838% | 26.6347 | 26.5325 | -0.3838%
Rel_spc=7_D=160_avg_ws=9.0_SP=300 | 60327 | 6031.8579 | 300 | 49 | 160 | 7 | 9 | 1498.4913 | 1420.3954 | 4805.76 | 1435.9277 | 4858.3118 | 94.7884 | 95.8249 | 5.2116 | 4.1751 | 1.0935 | 19.8887 | 308.7743 | 23.4% | -0.7501% | 1011 | 600 | -1.086% | 13.9% | 19.11% | 18.08% | 34.5557 | 34.1819 | -1.082% | 27.106 | 26.8128 | -1.082%
Rel_spc=4_D=160_avg_ws=9.0_SP=300 | 60324 | 6031.8579 | 300 | 49 | 160 | 4 | 9 | 1498.4913 | 1310.0606 | 4432.4536 | 1371.8553 | 4641.5297 | 87.4253 | 91.5491 | 12.5747 | 8.4509 | 4.7169 | 32.7944 | 297.019 | 22.71% | -0.8907% | 1011 | 600 | -1.294% | 13.9% | 26.47% | 22.35% | 37.235 | 35.5577 | -4.504% | 29.1579 | 27.8445 | -4.504%
Rel_spc=7_D=160_avg_ws=6.0_SP=150 | 30167 | 3015.9289 | 150 | 49 | 160 | 7 | 6 | 588.8415 | 546.2143 | 3696.1185 | 555.2624 | 3757.3454 | 92.7608 | 94.2974 | 7.2392 | 5.7026 | 1.6565 | 21.2262 | 441.9342 | 30.42% | 11.08% | 1011 | 600 | 16.16% | 13.9% | 21.14% | 19.6% | 48.0682 | 47.2849 | -1.63% | 38.3819 | 37.7565 | -1.63%
Rel_spc=7_D=160_avg_ws=6.0_SP=200 | 40217 | 4021.2386 | 200 | 49 | 160 | 7 | 6 | 661.5044 | 605.353 | 3072.2235 | 617.3544 | 3133.1315 | 91.5116 | 93.3258 | 8.4884 | 6.6742 | 1.9825 | 21.3732 | 373.1955 | 26.96% | -4.731% | 1011 | 600 | -6.597% | 13.9% | 22.39% | 20.57% | 55.8807 | 54.7943 | -1.944% | 44.2274 | 43.3676 | -1.944%
Rel_spc=7_D=160_avg_ws=6.0_SP=250 | 50277 | 5026.5482 | 250 | 49 | 160 | 7 | 6 | 708.9718 | 641.4885 | 2604.4915 | 655.3693 | 2660.8486 | 90.4815 | 92.4394 | 9.5185 | 7.5606 | 2.1638 | 20.5692 | 334.3622 | 24.85% | -2.805% | 1011 | 600 | -3.99% | 13.9% | 23.42% | 21.46% | 64.6173 | 63.2487 | -2.118% | 50.8713 | 49.7938 | -2.118%
Rel_spc=7_D=160_avg_ws=6.0_SP=300 | 60327 | 6031.8579 | 300 | 49 | 160 | 7 | 6 | 739.4814 | 663.897 | 2246.2263 | 678.6537 | 2296.1543 | 89.7787 | 91.7743 | 10.2213 | 8.2257 | 2.2228 | 19.5236 | 308.7743 | 23.4% | -1.902% | 1011 | 600 | -2.739% | 13.9% | 24.12% | 22.13% | 73.9312 | 72.3237 | -2.174% | 57.9928 | 56.7318 | -2.174%
Rel_spc=5_D=160_avg_ws=7.5_SP=150 | 30165 | 3015.9289 | 150 | 49 | 160 | 5 | 7.5 | 787.5556 | 724.865 | 4905.0108 | 743.3235 | 5029.9155 | 92.0399 | 94.3836 | 7.9601 | 5.6164 | 2.5465 | 29.4438 | 426.551 | 29.67% | 8.924% | 1011 | 600 | 12.96% | 13.9% | 21.86% | 19.52% | 35.9481 | 35.0554 | -2.483% | 28.6491 | 27.9377 | -2.483%
Rel_spc=5_D=160_avg_ws=7.5_SP=200 | 40215 | 4021.2386 | 200 | 49 | 160 | 5 | 7.5 | 943.1977 | 853.1883 | 4330.0105 | 880.1774 | 4466.983 | 90.457 | 93.3184 | 9.543 | 6.6816 | 3.1633 | 29.9848 | 361.5241 | 26.34% | -4.523% | 1011 | 600 | -6.335% | 13.9% | 23.44% | 20.58% | 39.4136 | 38.205 | -3.066% | 31.1454 | 30.1904 | -3.066%
Rel_spc=5_D=160_avg_ws=7.5_SP=250 | 50275 | 5026.5482 | 250 | 49 | 160 | 5 | 7.5 | 1068.1891 | 948.7503 | 3851.9973 | 983.0842 | 3991.3956 | 88.8186 | 92.0328 | 11.1814 | 7.9672 | 3.6189 | 28.746 | 325.032 | 24.33% | -2.659% | 1011 | 600 | -3.795% | 13.9% | 25.08% | 21.87% | 43.4794 | 41.9609 | -3.492% | 34.1851 | 32.9912 | -3.492%
Rel_spc=5_D=160_avg_ws=7.5_SP=300 | 60325 | 6031.8579 | 300 | 49 | 160 | 5 | 7.5 | 1167.5373 | 1021.3037 | 3455.4749 | 1063.1826 | 3597.1677 | 87.475 | 91.062 | 12.525 | 8.938 | 4.1005 | 28.6384 | 300.9853 | 22.94% | -1.8% | 1011 | 600 | -2.6% | 13.9% | 26.42% | 22.84% | 47.8625 | 45.9772 | -3.939% | 37.5018 | 36.0246 | -3.939%
Rel_spc=5_D=160_avg_ws=9.0_SP=150 | 30165 | 3015.9289 | 150 | 49 | 160 | 5 | 9 | 911.5452 | 862.999 | 5839.7346 | 878.179 | 5942.4545 | 94.6743 | 96.3396 | 5.3257 | 3.6604 | 1.759 | 31.2692 | 426.551 | 29.67% | 9.571% | 1011 | 600 | 13.94% | 13.9% | 19.23% | 17.56% | 30.1941 | 29.6722 | -1.729% | 24.0635 | 23.6475 | -1.729%
Rel_spc=5_D=160_avg_ws=9.0_SP=200 | 40215 | 4021.2386 | 200 | 49 | 160 | 5 | 9 | 1137.7166 | 1059.0786 | 5374.9233 | 1081.339 | 5487.897 | 93.0881 | 95.0447 | 6.9119 | 4.9553 | 2.1019 | 28.3074 | 361.5241 | 26.34% | -4.523% | 1011 | 600 | -6.335% | 13.9% | 20.81% | 18.86% | 31.7514 | 31.0977 | -2.059% | 25.0906 | 24.574 | -2.059%
Rel_spc=5_D=160_avg_ws=9.0_SP=250 | 50275 | 5026.5482 | 250 | 49 | 160 | 5 | 9 | 1325.8988 | 1224.9839 | 4973.5267 | 1256.064 | 5099.7143 | 92.3889 | 94.733 | 7.6111 | 5.267 | 2.5372 | 30.7983 | 325.032 | 24.33% | -2.659% | 1011 | 600 | -3.795% | 13.9% | 21.51% | 19.17% | 33.6748 | 32.8415 | -2.474% | 26.4764 | 25.8213 | -2.474%
Rel_spc=5_D=160_avg_ws=9.0_SP=300 | 60325 | 6031.8579 | 300 | 49 | 160 | 5 | 9 | 1498.4913 | 1364.6821 | 4617.2599 | 1402.9296 | 4746.6663 | 91.0704 | 93.6228 | 8.9296 | 6.3772 | 2.8027 | 28.5836 | 300.9853 | 22.94% | -1.8% | 1011 | 600 | -2.6% | 13.9% | 22.83% | 20.28% | 35.8195 | 34.8429 | -2.726% | 28.0657 | 27.3005 | -2.726%
Rel_spc=10_D=160_avg_ws=6.0_SP=150 | 301610 | 3015.9289 | 150 | 49 | 160 | 10 | 6 | 588.8415 | 565.4525 | 3826.2995 | 568.494 | 3846.8807 | 96.028 | 96.5445 | 3.972 | 3.4555 | 0.53789 | 13.004 | 462.0954 | 31.37% | 12.28% | 1011 | 600 | 17.88% | 13.9% | 17.87% | 17.36% | 46.8917 | 46.6408 | -0.535% | 37.5351 | 37.3342 | -0.535%
Rel_spc=10_D=160_avg_ws=6.0_SP=200 | 402110 | 4021.2386 | 200 | 49 | 160 | 10 | 6 | 661.5044 | 630.268 | 3198.6694 | 634.1977 | 3218.6127 | 95.278 | 95.872 | 4.722 | 4.128 | 0.62349 | 12.5804 | 388.4089 | 27.76% | -5.002% | 1011 | 600 | -6.938% | 13.9% | 18.62% | 18.03% | 54.086 | 53.7508 | -0.6196% | 42.8934 | 42.6276 | -0.6196%
Rel_spc=10_D=160_avg_ws=6.0_SP=250 | 502710 | 5026.5482 | 250 | 49 | 160 | 10 | 6 | 708.9718 | 670.9527 | 2724.1185 | 675.667 | 2743.2588 | 94.6374 | 95.3024 | 5.3626 | 4.6976 | 0.70262 | 12.3997 | 346.4189 | 25.52% | -3.001% | 1011 | 600 | -4.248% | 13.9% | 19.26% | 18.6% | 62.1652 | 61.7315 | -0.6977% | 49.0228 | 48.6808 | -0.6977%
Rel_spc=10_D=160_avg_ws=6.0_SP=300 | 603210 | 6031.8579 | 300 | 49 | 160 | 10 | 6 | 739.4814 | 696.4869 | 2356.491 | 701.6927 | 2374.1043 | 94.1859 | 94.8898 | 5.8141 | 5.1102 | 0.74744 | 12.108 | 318.7482 | 23.97% | -2.038% | 1011 | 600 | -2.924% | 13.9% | 19.71% | 19.01% | 70.8405 | 70.315 | -0.7419% | 55.6479 | 55.235 | -0.7419%
Rel_spc=6_D=160_avg_ws=7.5_SP=150 | 30166 | 3015.9289 | 150 | 49 | 160 | 6 | 7.5 | 787.5556 | 741.0921 | 5014.8158 | 753.1422 | 5096.3564 | 94.1003 | 95.6304 | 5.8997 | 4.3696 | 1.626 | 25.9346 | 435.1323 | 30.09% | 8.752% | 1011 | 600 | 12.67% | 13.9% | 19.8% | 18.27% | 35.31 | 34.745 | -1.6% | 28.1709 | 27.7201 | -1.6%
Rel_spc=6_D=160_avg_ws=7.5_SP=200 | 40216 | 4021.2386 | 200 | 49 | 160 | 6 | 7.5 | 943.1977 | 876.1706 | 4446.6479 | 893.7204 | 4535.7149 | 92.8936 | 94.7543 | 7.1064 | 5.2457 | 2.003 | 26.1832 | 368.0788 | 26.69% | -4.637% | 1011 | 600 | -6.478% | 13.9% | 21.01% | 19.15% | 38.5081 | 37.752 | -1.964% | 30.4568 | 29.8588 | -1.964%
Rel_spc=6_D=160_avg_ws=7.5_SP=250 | 50276 | 5026.5482 | 250 | 49 | 160 | 6 | 7.5 | 1068.1891 | 978.6839 | 3973.5303 | 1000.9567 | 4063.9593 | 91.6208 | 93.7059 | 8.3792 | 6.2941 | 2.2758 | 24.8843 | 329.8288 | 24.6% | -2.774% | 1011 | 600 | -3.951% | 13.9% | 22.28% | 20.19% | 42.2547 | 41.3145 | -2.225% | 33.2447 | 32.505 | -2.225%
Rel_spc=6_D=160_avg_ws=7.5_SP=300 | 60326 | 6031.8579 | 300 | 49 | 160 | 6 | 7.5 | 1167.5373 | 1058.3122 | 3580.6891 | 1085.9897 | 3674.3331 | 90.6448 | 93.0154 | 9.3552 | 6.9846 | 2.6153 | 25.3399 | 304.9423 | 23.17% | -1.856% | 1011 | 600 | -2.676% | 13.9% | 23.26% | 20.88% | 46.2851 | 45.1055 | -2.549% | 36.2866 | 35.3618 | -2.549%
Rel_spc=6_D=160_avg_ws=9.0_SP=150 | 30166 | 3015.9289 | 150 | 49 | 160 | 6 | 9 | 911.5452 | 875.8625 | 5926.7794 | 885.0473 | 5988.9309 | 96.0855 | 97.0931 | 3.9145 | 2.9069 | 1.0487 | 25.7402 | 435.1323 | 30.09% | 9.893% | 1011 | 600 | 14.39% | 13.9% | 17.81% | 16.81% | 29.8768 | 29.5667 | -1.038% | 23.8362 | 23.5888 | -1.038%
Rel_spc=6_D=160_avg_ws=9.0_SP=200 | 40216 | 4021.2386 | 200 | 49 | 160 | 6 | 9 | 1137.7166 | 1079.221 | 5477.1479 | 1093.2306 | 5548.2477 | 94.8585 | 96.0899 | 5.1415 | 3.9101 | 1.2981 | 23.9498 | 368.0788 | 26.69% | -4.637% | 1011 | 600 | -6.478% | 13.9% | 19.04% | 17.81% | 31.263 | 30.8624 | -1.281% | 24.7265 | 24.4097 | -1.281%
Rel_spc=6_D=160_avg_ws=9.0_SP=250 | 50276 | 5026.5482 | 250 | 49 | 160 | 6 | 9 | 1325.8988 | 1251.6952 | 5081.9763 | 1272.4793 | 5166.3616 | 94.4035 | 95.9711 | 5.5965 | 4.0289 | 1.6605 | 28.0096 | 329.8288 | 24.6% | -2.774% | 1011 | 600 | -3.951% | 13.9% | 19.5% | 17.93% | 33.0384 | 32.4988 | -1.633% | 25.9936 | 25.569 | -1.633%
Rel_spc=6_D=160_avg_ws=9.0_SP=300 | 60326 | 6031.8579 | 300 | 49 | 160 | 6 | 9 | 1498.4913 | 1398.4711 | 4731.5815 | 1423.1388 | 4815.0419 | 93.3253 | 94.9714 | 6.6747 | 5.0286 | 1.7639 | 24.6627 | 304.9423 | 23.17% | -1.856% | 1011 | 600 | -2.676% | 13.9% | 20.57% | 18.93% | 35.0269 | 34.4197 | -1.733% | 27.4604 | 26.9844 | -1.733%
Rel_spc=15_D=160_avg_ws=6.0_SP=150 | 301615 | 3015.9289 | 150 | 49 | 160 | 15 | 6 | 588.8415 | 577.1235 | 3905.2744 | 577.9012 | 3910.5373 | 98.01 | 98.1421 | 1.99 | 1.8579 | 0.13476 | 6.6373 | 496.4079 | 32.93% | 14.55% | 1011 | 600 | 21.16% | 13.9% | 15.89% | 15.76% | 46.7088 | 46.6459 | -0.1346% | 37.5414 | 37.4908 | -0.1346%
Rel_spc=15_D=160_avg_ws=6.0_SP=200 | 402115 | 4021.2386 | 200 | 49 | 160 | 15 | 6 | 661.5044 | 645.5263 | 3276.1067 | 646.566 | 3281.3832 | 97.5846 | 97.7418 | 2.4154 | 2.2582 | 0.16106 | 6.5069 | 414.2454 | 29.06% | -5.451% | 1011 | 600 | -7.494% | 13.9% | 16.32% | 16.16% | 53.4945 | 53.4085 | -0.1608% | 42.5665 | 42.498 | -0.1608%
Rel_spc=15_D=160_avg_ws=6.0_SP=250 | 502715 | 5026.5482 | 250 | 49 | 160 | 15 | 6 | 708.9718 | 689.3195 | 2798.6889 | 690.547 | 2803.6725 | 97.228 | 97.4012 | 2.772 | 2.5988 | 0.17807 | 6.2459 | 366.8929 | 26.63% | -3.322% | 1011 | 600 | -4.669% | 13.9% | 16.67% | 16.5% | 61.1461 | 61.0374 | -0.1778% | 48.3539 | 48.2679 | -0.1778%
Rel_spc=15_D=160_avg_ws=6.0_SP=300 | 603215 | 6031.8579 | 300 | 49 | 160 | 15 | 6 | 739.4814 | 717.1201 | 2426.3012 | 718.5208 | 2431.0405 | 96.9761 | 97.1655 | 3.0239 | 2.8345 | 0.19533 | 6.2641 | 335.6686 | 24.93% | -2.266% | 1011 | 600 | -3.229% | 13.9% | 16.92% | 16.73% | 69.4098 | 69.2745 | -0.1949% | 54.6542 | 54.5477 | -0.1949%
Rel_spc=15_D=160_avg_ws=7.5_SP=150 | 301615 | 3015.9289 | 150 | 49 | 160 | 15 | 7.5 | 787.5556 | 777.9415 | 5264.1684 | 778.6125 | 5268.7084 | 98.7793 | 98.8644 | 1.2207 | 1.1356 | 0.086243 | 6.9785 | 496.4079 | 32.93% | 11.94% | 1011 | 600 | 17.18% | 13.9% | 15.12% | 15.04% | 34.6514 | 34.6215 | -0.08617% | 27.8504 | 27.8264 | -0.08617%
Rel_spc=15_D=160_avg_ws=7.5_SP=200 | 402115 | 4021.2386 | 200 | 49 | 160 | 15 | 7.5 | 943.1977 | 928.8826 | 4714.1663 | 929.7021 | 4718.3255 | 98.4823 | 98.5692 | 1.5177 | 1.4308 | 0.088228 | 5.725 | 414.2454 | 29.06% | -5.451% | 1011 | 600 | -7.494% | 13.9% | 15.42% | 15.33% | 37.176 | 37.1432 | -0.08815% | 29.5815 | 29.5555 | -0.08815%
Rel_spc=15_D=160_avg_ws=7.5_SP=250 | 502715 | 5026.5482 | 250 | 49 | 160 | 15 | 7.5 | 1068.1891 | 1048.9408 | 4258.7786 | 1050.1523 | 4263.6973 | 98.198 | 98.3115 | 1.802 | 1.6885 | 0.1155 | 6.294 | 366.8929 | 26.63% | -3.322% | 1011 | 600 | -4.669% | 13.9% | 15.7% | 15.59% | 40.1826 | 40.1363 | -0.1154% | 31.7761 | 31.7395 | -0.1154%
Rel_spc=15_D=160_avg_ws=7.5_SP=300 | 603215 | 6031.8579 | 300 | 49 | 160 | 15 | 7.5 | 1167.5373 | 1144.3519 | 3871.7956 | 1145.8627 | 3876.9073 | 98.0142 | 98.1436 | 1.9858 | 1.8564 | 0.13202 | 6.5163 | 335.6686 | 24.93% | -2.266% | 1011 | 600 | -3.229% | 13.9% | 15.89% | 15.76% | 43.4964 | 43.439 | -0.1318% | 34.2496 | 34.2045 | -0.1318%
Rel_spc=15_D=160_avg_ws=9.0_SP=150 | 301615 | 3015.9289 | 150 | 49 | 160 | 15 | 9 | 911.5452 | 904.0254 | 6117.3514 | 904.5267 | 6120.7441 | 99.175 | 99.2301 | 0.82495 | 0.76995 | 0.055461 | 6.6674 | 496.4079 | 32.93% | 11.94% | 1011 | 600 | 17.18% | 13.9% | 14.72% | 14.67% | 29.8186 | 29.802 | -0.05543% | 23.9661 | 23.9529 | -0.05543%
Rel_spc=15_D=160_avg_ws=9.0_SP=200 | 402115 | 4021.2386 | 200 | 49 | 160 | 15 | 9 | 1137.7166 | 1124.6744 | 5707.828 | 1125.526 | 5712.1501 | 98.8536 | 98.9285 | 1.1464 | 1.0715 | 0.075722 | 6.5298 | 414.2454 | 29.06% | -5.451% | 1011 | 600 | -7.494% | 13.9% | 15.05% | 14.97% | 30.7041 | 30.6809 | -0.07567% | 24.4318 | 24.4133 | -0.07567%
Rel_spc=15_D=160_avg_ws=9.0_SP=250 | 502715 | 5026.5482 | 250 | 49 | 160 | 15 | 9 | 1325.8988 | 1310.6469 | 5321.3249 | 1311.692 | 5325.5678 | 98.8497 | 98.9285 | 1.1503 | 1.0715 | 0.079734 | 6.8518 | 366.8929 | 26.63% | -3.322% | 1011 | 600 | -4.669% | 13.9% | 15.05% | 14.97% | 32.1591 | 32.1335 | -0.07967% | 25.4312 | 25.4109 | -0.07967%
Rel_spc=15_D=160_avg_ws=9.0_SP=300 | 603215 | 6031.8579 | 300 | 49 | 160 | 15 | 9 | 1498.4913 | 1476.1692 | 4994.4648 | 1477.468 | 4998.8593 | 98.5104 | 98.597 | 1.4896 | 1.403 | 0.087987 | 5.8186 | 335.6686 | 24.93% | -2.266% | 1011 | 600 | -3.229% | 13.9% | 15.39% | 15.3% | 33.7191 | 33.6895 | -0.08791% | 26.5509 | 26.5276 | -0.08791%

## BOS Cost Totals
Project ID |  | BOS Cost USD/kW per project | Rated Power | Turb spc rel |  | Module | Project ID | USD/kW per project
Wake 3.016MW 4D | 30164 | 418.418 | 3016 | 4 |  | CollectionCost | Wake 6.032MW 10D | 17.6217
Wake 3.016MW 5D | 30165 | 426.551 | 3016 | 5 |  | CollectionCost | Wake 6.032MW 7D | 14.3421
Wake 3.016MW 6D | 30166 | 435.1323 | 3016 | 6 |  | CollectionCost | Wake 6.032MW 4D | 9.6226 | Project ID | USD/kW per project
Wake 3.016MW 7D | 30167 | 441.9342 | 3016 | 7 |  | CollectionCost | Wake 5.027MW 10D | 21.4038 | Wake 3.016MW 5D | 426.551
Wake 3.016MW 10D | 301610 | 462.0954 | 3016 | 10 |  | CollectionCost | Wake 5.027MW 7D | 17.3908 | Wake 3.016MW 6D | 435.1323
Wake 3.016MW 15D | 301615 | 496.4079 | 3016 | 15 |  | CollectionCost | Wake 5.027MW 4D | 11.7066 | Wake 3.016MW 15D | 496.4079
Wake 4.021MW 4D | 40214 | 355.4587 | 4021 | 4 |  | CollectionCost | Wake 4.021MW 10D | 27.1454 | Wake 4.021MW 5D | 361.5241
Wake 4.021MW 5D | 40215 | 361.5241 | 4021 | 5 |  | CollectionCost | Wake 4.021MW 7D | 22.0125 | Wake 4.021MW 6D | 368.0788
Wake 4.021MW 6D | 40216 | 368.0788 | 4021 | 6 |  | CollectionCost | Wake 4.021MW 4D | 14.8607 | Wake 4.021MW 15D | 414.2454
Wake 4.021MW 7D | 40217 | 373.1955 | 4021 | 7 |  | CollectionCost | Wake 3.016MW 10D | 36.0634 | Wake 5.027MW 5D | 325.032
Wake 4.021MW 10D | 402110 | 388.4089 | 4021 | 10 |  | CollectionCost | Wake 3.016MW 7D | 29.2583 | Wake 5.027MW 6D | 329.8288
Wake 4.021MW 15D | 402115 | 414.2454 | 4021 | 15 |  | CollectionCost | Wake 3.016MW 4D | 19.8559 | Wake 5.027MW 15D | 366.8929
Wake 5.027MW 4D | 50274 | 320.2242 | 5027 | 4 |  | DevelopmentCost | Wake 6.032MW 10D | 27.0665 | Wake 6.032MW 5D | 300.9853
Wake 5.027MW 5D | 50275 | 325.032 | 5027 | 5 |  | DevelopmentCost | Wake 6.032MW 7D | 27.0665 | Wake 6.032MW 6D | 304.9423
Wake 5.027MW 6D | 50276 | 329.8288 | 5027 | 6 |  | DevelopmentCost | Wake 6.032MW 4D | 27.0665 | Wake 6.032MW 15D | 335.6686
Wake 5.027MW 7D | 50277 | 334.3622 | 5027 | 7 |  | DevelopmentCost | Wake 5.027MW 10D | 32.4777
Wake 5.027MW 10D | 502710 | 346.4189 | 5027 | 10 |  | DevelopmentCost | Wake 5.027MW 7D | 32.4777
Wake 5.027MW 15D | 502715 | 366.8929 | 5027 | 15 |  | DevelopmentCost | Wake 5.027MW 4D | 32.4777
Wake 6.032MW 4D | 60324 | 297.019 | 6032 | 4 |  | DevelopmentCost | Wake 4.021MW 10D | 40.6032
Wake 6.032MW 5D | 60325 | 300.9853 | 6032 | 5 |  | DevelopmentCost | Wake 4.021MW 7D | 40.6032
Wake 6.032MW 6D | 60326 | 304.9423 | 6032 | 6 |  | DevelopmentCost | Wake 4.021MW 4D | 40.6032
Wake 6.032MW 7D | 60327 | 308.7743 | 6032 | 7 |  | DevelopmentCost | Wake 3.016MW 10D | 54.1331
Wake 6.032MW 10D | 603210 | 318.7482 | 6032 | 10 |  | DevelopmentCost | Wake 3.016MW 7D | 54.1331
Wake 6.032MW 15D | 603215 | 335.6686 | 6032 | 15 |  | DevelopmentCost | Wake 3.016MW 4D | 54.1331
[6 empty] | ErectionCost | Wake 6.032MW 10D | 49.1918
[6 empty] | ErectionCost | Wake 6.032MW 7D | 48.286
[6 empty] | ErectionCost | Wake 6.032MW 4D | 47.3992
BOS Costs by Scenario | [5 empty] | ErectionCost | Wake 5.027MW 10D | 54.6815
Project ID | Rated Power | Turb spc rel | BOS Cost USD/kW per project |  |  | ErectionCost | Wake 5.027MW 7D | 53.5948
Wake 3.016MW 4D | 3016 | 4 | 418.418 |  |  | ErectionCost | Wake 5.027MW 4D | 52.5235
Wake 3.016MW 7D | 3016 | 7 | 441.9342 |  |  | ErectionCost | Wake 4.021MW 10D | 62.8879
Wake 3.016MW 10D | 3016 | 10 | 462.0954 |  |  | ErectionCost | Wake 4.021MW 7D | 61.5229
Wake 4.021MW 4D | 4021 | 4 | 355.4587 |  |  | ErectionCost | Wake 4.021MW 4D | 60.1751
Wake 4.021MW 7D | 4021 | 7 | 373.1955 |  |  | ErectionCost | Wake 3.016MW 10D | 73.558
Wake 4.021MW 10D | 4021 | 10 | 388.4089 |  |  | ErectionCost | Wake 3.016MW 7D | 71.8063
Wake 5.027MW 4D | 5027 | 4 | 320.2242 |  |  | ErectionCost | Wake 3.016MW 4D | 69.9911
Wake 5.027MW 7D | 5027 | 7 | 334.3622 |  |  | FoundationCost | Wake 6.032MW 10D | 100.8534
Wake 5.027MW 10D | 5027 | 10 | 346.4189 |  |  | FoundationCost | Wake 6.032MW 7D | 100.8534
Wake 6.032MW 4D | 6032 | 4 | 297.019 |  |  | FoundationCost | Wake 6.032MW 4D | 100.8534
Wake 6.032MW 7D | 6032 | 7 | 308.7743 |  |  | FoundationCost | Wake 5.027MW 10D | 96.4276
Wake 6.032MW 10D | 6032 | 10 | 318.7482 |  | FoundationCost | Wake 5.027MW 7D | 96.4276
[5 empty] | FoundationCost | Wake 5.027MW 4D | 96.4276
[5 empty] | FoundationCost | Wake 4.021MW 10D | 91.9292
[5 empty] | FoundationCost | Wake 4.021MW 7D | 91.9292
[5 empty] | FoundationCost | Wake 4.021MW 4D | 91.9292
[5 empty] | FoundationCost | Wake 3.016MW 10D | 88.8664
[5 empty] | FoundationCost | Wake 3.016MW 7D | 88.8664
[5 empty] | FoundationCost | Wake 3.016MW 4D | 88.8664
[5 empty] | GridConnectionCost | Wake 6.032MW 10D | 16.3114
[5 empty] | GridConnectionCost | Wake 6.032MW 7D | 16.3114
[5 empty] | GridConnectionCost | Wake 6.032MW 4D | 16.3114
[5 empty] | GridConnectionCost | Wake 5.027MW 10D | 19.5724
[5 empty] | GridConnectionCost | Wake 5.027MW 7D | 19.5724
[6 empty] | GridConnectionCost | Wake 5.027MW 4D | 19.5724
[6 empty] | GridConnectionCost | Wake 4.021MW 10D | 24.4691
[6 empty] | GridConnectionCost | Wake 4.021MW 7D | 24.4691
[6 empty] | GridConnectionCost | Wake 4.021MW 4D | 24.4691
[6 empty] | GridConnectionCost | Wake 3.016MW 10D | 32.6228
[6 empty] | GridConnectionCost | Wake 3.016MW 7D | 32.6228
[6 empty] | GridConnectionCost | Wake 3.016MW 4D | 32.6228
[6 empty] | ManagementCost | Wake 6.032MW 10D | 60.5964
[6 empty] | ManagementCost | Wake 6.032MW 7D | 59.3273
[6 empty] | ManagementCost | Wake 6.032MW 4D | 57.8315
[6 empty] | ManagementCost | Wake 5.027MW 10D | 67.6835
[6 empty] | ManagementCost | Wake 5.027MW 7D | 66.1493
[6 empty] | ManagementCost | Wake 5.027MW 4D | 64.3503
[6 empty] | ManagementCost | Wake 4.021MW 10D | 76.5959
[6 empty] | ManagementCost | Wake 4.021MW 7D | 74.66
[6 empty] | ManagementCost | Wake 4.021MW 4D | 72.4031
[6 empty] | ManagementCost | Wake 3.016MW 10D | 94.421
[6 empty] | ManagementCost | Wake 3.016MW 7D | 91.8555
[6 empty] | ManagementCost | Wake 3.016MW 4D | 88.8632
[6 empty] | SitePreparationCost | Wake 6.032MW 10D | 20.9216
[6 empty] | SitePreparationCost | Wake 6.032MW 7D | 16.4021
[6 empty] | SitePreparationCost | Wake 6.032MW 4D | 11.749
[6 empty] | SitePreparationCost | Wake 5.027MW 10D | 25.1042
[6 empty] | SitePreparationCost | Wake 5.027MW 7D | 19.6813
[6 empty] | SitePreparationCost | Wake 5.027MW 4D | 14.0979
[6 empty] | SitePreparationCost | Wake 4.021MW 10D | 31.3849
[6 empty] | SitePreparationCost | Wake 4.021MW 7D | 24.6052
[6 empty] | SitePreparationCost | Wake 4.021MW 4D | 17.625
[6 empty] | SitePreparationCost | Wake 3.016MW 10D | 41.8431
[6 empty] | SitePreparationCost | Wake 3.016MW 7D | 32.8043
[6 empty] | SitePreparationCost | Wake 3.016MW 4D | 23.4981
[6 empty] | SubstationCost | Wake 6.032MW 10D | 26.1853
[6 empty] | SubstationCost | Wake 6.032MW 7D | 26.1853
[6 empty] | SubstationCost | Wake 6.032MW 4D | 26.1853
[6 empty] | SubstationCost | Wake 5.027MW 10D | 29.0682
[6 empty] | SubstationCost | Wake 5.027MW 7D | 29.0682
[6 empty] | SubstationCost | Wake 5.027MW 4D | 29.0682
[6 empty] | SubstationCost | Wake 4.021MW 10D | 33.3934
[6 empty] | SubstationCost | Wake 4.021MW 7D | 33.3934
[6 empty] | SubstationCost | Wake 4.021MW 4D | 33.3934
[6 empty] | SubstationCost | Wake 3.016MW 10D | 40.5876
[6 empty] | SubstationCost | Wake 3.016MW 7D | 40.5876
[6 empty] | SubstationCost | Wake 3.016MW 4D | 40.5876

## All plots
Farm Name | Concatenate | Rated_Power | Specific_Power | #Turbine | Turbine_D | Turb_spc_rel | Power Density (MW/km2) | Avg_ws | AEP_No_Wake GWH/yr | AEP_Baseline gwh/yr | AEP_Baseline MWh/MW/yr | AEP_Opt GWh/yr | AEP_Opt MWh/MW/yr | %_Baseline | %_Opt | Wk_Loss_Baseline | Wk_Loss_Opt | AEP_Gain_Opt | Loss_Red_Opt | BOS Cost ($/kW) | Constant AEP Baseline 15D | Constant AEP Wake Steer 15D | Constant BOS cost 15D | 2018 Turbine Cost Fraction of Total Cost from BOS (%) | 2018 Turbine Cost Turbine cost ($/kW) | Low Turbine Cost ($/kW) | Losses excluding wake | Total wake losses baseline | total wake losses steering | 2018 Turbine Baseline wake LCOE ($/MWh) | Constant BOS 2018 turbine baseline wake LCOE ($/MWh) | Constant AEP 2018 turbine baseline wake LCOE ($/MWh) | 2018 turbine LCOE Wake Steering ($/MWh) | 2018 turbine Change LCOE with wake steering (% LCOE) | Constant BOS 2018 turbine Wake Steer LCOE ($/MWh) | Constant AEP 2018 wake steer turbine LCOE ($/MWh) | FCR (%) | opex ($/kw/yr)
Rel_spc=15_D=160_avg_ws=6.0_SP=150 | 301615 | 3015.9289 | 150 | 49 | 160 | 15 | 0.71268 | 6 | 588.8415 | 577.1235 | 3905.2744 | 577.9012 | 3910.5373 | 98.01 | 98.1421 | 1.99 | 1.8579 | 0.13476 | 6.6373 | 496.4079 | 3905.2744 | 3910.5373 | 496.4079 | 32.93% | 1011 | 600 | 13.9% | 15.89% | 15.76% | 46.7088 | 46.7088 | 46.7088 | 46.6459 | -0.1346% | 46.6459 | 46.6459 | 0.075 | 44
Rel_spc=15_D=160_avg_ws=7.5_SP=150 | 301615 | 3015.9289 | 150 | 49 | 160 | 15 | 0.71268 | 7.5 | 787.5556 | 777.9415 | 5264.1684 | 778.6125 | 5268.7084 | 98.7793 | 98.8644 | 1.2207 | 1.1356 | 0.086243 | 6.9785 | 496.4079 | 3905.2744 | 3910.5373 | 496.4079 | 32.93% | 1011 | 600 | 13.9% | 15.12% | 15.04% | 34.6514 | 34.6514 | 46.7088 | 34.6215 | -0.08617% | 34.6215 | 46.6459
Rel_spc=15_D=160_avg_ws=9.0_SP=150 | 301615 | 3015.9289 | 150 | 49 | 160 | 15 | 0.71268 | 9 | 911.5452 | 904.0254 | 6117.3514 | 904.5267 | 6120.7441 | 99.175 | 99.2301 | 0.82495 | 0.76995 | 0.055461 | 6.6674 | 496.4079 | 3905.2744 | 3910.5373 | 496.4079 | 32.93% | 1011 | 600 | 13.9% | 14.72% | 14.67% | 29.8186 | 29.8186 | 46.7088 | 29.802 | -0.05543% | 29.802 | 46.6459
Rel_spc=10_D=160_avg_ws=7.5_SP=150 | 301610 | 3015.9289 | 150 | 49 | 160 | 10 | 1.6035 | 7.5 | 787.5556 | 767.9957 | 5196.8673 | 770.6847 | 5215.0626 | 97.5164 | 97.8578 | 2.4836 | 2.1422 | 0.35012 | 13.7471 | 462.0954 | 3905.2744 | 3910.5373 | 496.4079 | 31.37% | 1011 | 600 | 13.9% | 16.38% | 16.04% | 34.525 | 35.1001 | 45.9435 | 34.4045 | -0.3489% | 34.9777 | 45.8816
Rel_spc=10_D=160_avg_ws=9.0_SP=150 | 301610 | 3015.9289 | 150 | 49 | 160 | 10 | 1.6035 | 9 | 911.5452 | 896.4908 | 6066.3668 | 898.3183 | 6078.7328 | 98.3485 | 98.549 | 1.6515 | 1.451 | 0.20385 | 12.1391 | 462.0954 | 3905.2744 | 3910.5373 | 496.4079 | 31.37% | 1011 | 600 | 13.9% | 15.55% | 15.35% | 29.5765 | 30.0692 | 45.9435 | 29.5163 | -0.2034% | 30.008 | 45.8816
Rel_spc=10_D=160_avg_ws=6.0_SP=150 | 301610 | 3015.9289 | 150 | 49 | 160 | 10 | 1.6035 | 6 | 588.8415 | 565.4525 | 3826.2995 | 568.494 | 3846.8807 | 96.028 | 96.5445 | 3.972 | 3.4555 | 0.53789 | 13.004 | 462.0954 | 3905.2744 | 3910.5373 | 496.4079 | 31.37% | 1011 | 600 | 13.9% | 17.87% | 17.36% | 46.8917 | 47.6729 | 45.9435 | 46.6408 | -0.535% | 47.4178 | 45.8816
Rel_spc=7_D=160_avg_ws=7.5_SP=150 | 30167 | 3015.9289 | 150 | 49 | 160 | 7 | 3.2725 | 7.5 | 787.5556 | 751.2737 | 5083.7126 | 759.2513 | 5137.6951 | 95.3931 | 96.4061 | 4.6069 | 3.5939 | 1.0619 | 21.9877 | 441.9342 | 3905.2744 | 3910.5373 | 496.4079 | 30.42% | 1011 | 600 | 13.9% | 18.51% | 17.49% | 34.948 | 35.8814 | 45.4938 | 34.5808 | -1.051% | 35.5044 | 45.4325
Rel_spc=7_D=160_avg_ws=9.0_SP=150 | 30167 | 3015.9289 | 150 | 49 | 160 | 7 | 3.2725 | 9 | 911.5452 | 883.8332 | 5980.7156 | 890.3304 | 6024.6803 | 96.9599 | 97.6727 | 3.0401 | 2.3273 | 0.73511 | 23.4452 | 441.9342 | 3905.2744 | 3910.5373 | 496.4079 | 30.42% | 1011 | 600 | 13.9% | 16.94% | 16.23% | 29.7064 | 30.4998 | 45.4938 | 29.4896 | -0.7297% | 30.2772 | 45.4325
Rel_spc=7_D=160_avg_ws=6.0_SP=150 | 30167 | 3015.9289 | 150 | 49 | 160 | 7 | 3.2725 | 6 | 588.8415 | 546.2143 | 3696.1185 | 555.2624 | 3757.3454 | 92.7608 | 94.2974 | 7.2392 | 5.7026 | 1.6565 | 21.2262 | 441.9342 | 3905.2744 | 3910.5373 | 496.4079 | 30.42% | 1011 | 600 | 13.9% | 21.14% | 19.6% | 48.0682 | 49.352 | 45.4938 | 47.2849 | -1.63% | 48.5478 | 45.4325
Rel_spc=6_D=160_avg_ws=6.0_SP=150 | 30166 | 3015.9289 | 150 | 49 | 160 | 6 | 4.4542 | 6 | 588.8415 | 534.7121 | 3618.2853 | 548.1142 | 3708.9747 | 90.8075 | 93.0835 | 9.1925 | 6.9165 | 2.5064 | 24.7594 | 435.1323 | 3905.2744 | 3910.5373 | 496.4079 | 30.09% | 1011 | 600 | 13.9% | 23.09% | 20.82% | 48.9384 | 50.4136 | 45.342 | 47.7418 | -2.445% | 49.1809 | 45.281
Rel_spc=6_D=160_avg_ws=7.5_SP=150 | 30166 | 3015.9289 | 150 | 49 | 160 | 6 | 4.4542 | 7.5 | 787.5556 | 741.0921 | 5014.8158 | 753.1422 | 5096.3564 | 94.1003 | 95.6304 | 5.8997 | 4.3696 | 1.626 | 25.9346 | 435.1323 | 3905.2744 | 3910.5373 | 496.4079 | 30.09% | 1011 | 600 | 13.9% | 19.8% | 18.27% | 35.31 | 36.3744 | 45.342 | 34.745 | -1.6% | 35.7924 | 45.281
Rel_spc=6_D=160_avg_ws=9.0_SP=150 | 30166 | 3015.9289 | 150 | 49 | 160 | 6 | 4.4542 | 9 | 911.5452 | 875.8625 | 5926.7794 | 885.0473 | 5988.9309 | 96.0855 | 97.0931 | 3.9145 | 2.9069 | 1.0487 | 25.7402 | 435.1323 | 3905.2744 | 3910.5373 | 496.4079 | 30.09% | 1011 | 600 | 13.9% | 17.81% | 16.81% | 29.8768 | 30.7774 | 45.342 | 29.5667 | -1.038% | 30.458 | 45.281
Rel_spc=5_D=160_avg_ws=6.0_SP=150 | 30165 | 3015.9289 | 150 | 49 | 160 | 5 | 6.4141 | 6 | 588.8415 | 516.5572 | 3495.4353 | 536.8773 | 3632.937 | 87.7243 | 91.1752 | 12.2757 | 8.8248 | 3.9338 | 28.1113 | 426.551 | 3905.2744 | 3910.5373 | 496.4079 | 29.67% | 1011 | 600 | 13.9% | 26.18% | 22.72% | 50.4445 | 52.1854 | 45.1506 | 48.5353 | -3.785% | 50.2103 | 45.0899
Rel_spc=5_D=160_avg_ws=7.5_SP=150 | 30165 | 3015.9289 | 150 | 49 | 160 | 5 | 6.4141 | 7.5 | 787.5556 | 724.865 | 4905.0108 | 743.3235 | 5029.9155 | 92.0399 | 94.3836 | 7.9601 | 5.6164 | 2.5465 | 29.4438 | 426.551 | 3905.2744 | 3910.5373 | 496.4079 | 29.67% | 1011 | 600 | 13.9% | 21.86% | 19.52% | 35.9481 | 37.1886 | 45.1506 | 35.0554 | -2.483% | 36.2652 | 45.0899
Rel_spc=5_D=160_avg_ws=9.0_SP=150 | 30165 | 3015.9289 | 150 | 49 | 160 | 5 | 6.4141 | 9 | 911.5452 | 862.999 | 5839.7346 | 878.179 | 5942.4545 | 94.6743 | 96.3396 | 5.3257 | 3.6604 | 1.759 | 31.2692 | 426.551 | 3905.2744 | 3910.5373 | 496.4079 | 29.67% | 1011 | 600 | 13.9% | 19.23% | 17.56% | 30.1941 | 31.2361 | 45.1506 | 29.6722 | -1.729% | 30.6962 | 45.0899
Rel_spc=4_D=160_avg_ws=6.0_SP=150 | 30164 | 3015.9289 | 150 | 49 | 160 | 4 | 10.022 | 6 | 588.8415 | 487.8448 | 3301.1441 | 519.9276 | 3518.2421 | 82.8482 | 88.2967 | 17.1518 | 11.7033 | 6.5764 | 31.7662 | 418.418 | 3905.2744 | 3910.5373 | 496.4079 | 29.27% | 1011 | 600 | 13.9% | 31.05% | 25.6% | 53.1989 | 55.2568 | 44.9692 | 49.9162 | -6.171% | 51.8471 | 44.9087
Rel_spc=4_D=160_avg_ws=7.5_SP=150 | 30164 | 3015.9289 | 150 | 49 | 160 | 4 | 10.022 | 7.5 | 787.5556 | 697.6984 | 4721.1801 | 728.3838 | 4928.8215 | 88.5904 | 92.4867 | 11.4096 | 7.5133 | 4.3981 | 34.149 | 418.418 | 3905.2744 | 3910.5373 | 496.4079 | 29.27% | 1011 | 600 | 13.9% | 25.31% | 21.41% | 37.1977 | 38.6367 | 44.9692 | 35.6307 | -4.213% | 37.009 | 44.9087
Rel_spc=4_D=160_avg_ws=9.0_SP=150 | 30164 | 3015.9289 | 150 | 49 | 160 | 4 | 10.022 | 9 | 911.5452 | 841.7889 | 5696.2104 | 866.8282 | 5865.646 | 92.3475 | 95.0944 | 7.6525 | 4.9056 | 2.9745 | 35.8954 | 418.418 | 3905.2744 | 3910.5373 | 496.4079 | 29.27% | 1011 | 600 | 13.9% | 21.55% | 18.81% | 30.8305 | 32.0232 | 44.9692 | 29.9399 | -2.889% | 31.0981 | 44.9087
Rel_spc=15_D=160_avg_ws=6.0_SP=200 | 402115 | 4021.2386 | 200 | 49 | 160 | 15 | 0.95023 | 6 | 661.5044 | 645.5263 | 3276.1067 | 646.566 | 3281.3832 | 97.5846 | 97.7418 | 2.4154 | 2.2582 | 0.16106 | 6.5069 | 414.2454 | 3276.1067 | 3281.3832 | 414.2454 | 29.06% | 1011 | 600 | 13.9% | 16.32% | 16.16% | 53.4945 | 53.4945 | 53.4945 | 53.4085 | -0.1608% | 53.4085 | 53.4085
Rel_spc=15_D=160_avg_ws=7.5_SP=200 | 402115 | 4021.2386 | 200 | 49 | 160 | 15 | 0.95023 | 7.5 | 943.1977 | 928.8826 | 4714.1663 | 929.7021 | 4718.3255 | 98.4823 | 98.5692 | 1.5177 | 1.4308 | 0.088228 | 5.725 | 414.2454 | 3276.1067 | 3281.3832 | 414.2454 | 29.06% | 1011 | 600 | 13.9% | 15.42% | 15.33% | 37.176 | 37.176 | 53.4945 | 37.1432 | -0.08815% | 37.1432 | 53.4085
Rel_spc=15_D=160_avg_ws=9.0_SP=200 | 402115 | 4021.2386 | 200 | 49 | 160 | 15 | 0.95023 | 9 | 1137.7166 | 1124.6744 | 5707.828 | 1125.526 | 5712.1501 | 98.8536 | 98.9285 | 1.1464 | 1.0715 | 0.075722 | 6.5298 | 414.2454 | 3276.1067 | 3281.3832 | 414.2454 | 29.06% | 1011 | 600 | 13.9% | 15.05% | 14.97% | 30.7041 | 30.7041 | 53.4945 | 30.6809 | -0.07567% | 30.6809 | 53.4085
Rel_spc=10_D=160_avg_ws=7.5_SP=200 | 402110 | 4021.2386 | 200 | 49 | 160 | 10 | 2.138 | 7.5 | 943.1977 | 914.6455 | 4641.912 | 918.4753 | 4661.3483 | 96.9728 | 97.3789 | 3.0272 | 2.6211 | 0.41871 | 13.4132 | 388.4089 | 3276.1067 | 3281.3832 | 414.2454 | 27.76% | 1011 | 600 | 13.9% | 16.93% | 16.52% | 37.2698 | 37.7546 | 52.8075 | 37.1144 | -0.417% | 37.5972 | 52.7226
Rel_spc=10_D=160_avg_ws=9.0_SP=200 | 402110 | 4021.2386 | 200 | 49 | 160 | 10 | 2.138 | 9 | 1137.7166 | 1112.1452 | 5644.2413 | 1115.4103 | 5660.8121 | 97.7524 | 98.0394 | 2.2476 | 1.9606 | 0.29359 | 12.7687 | 388.4089 | 3276.1067 | 3281.3832 | 414.2454 | 27.76% | 1011 | 600 | 13.9% | 16.15% | 15.86% | 30.6513 | 31.05 | 52.8075 | 30.5615 | -0.2927% | 30.9591 | 52.7226
Rel_spc=10_D=160_avg_ws=6.0_SP=200 | 402110 | 4021.2386 | 200 | 49 | 160 | 10 | 2.138 | 6 | 661.5044 | 630.268 | 3198.6694 | 634.1977 | 3218.6127 | 95.278 | 95.872 | 4.722 | 4.128 | 0.62349 | 12.5804 | 388.4089 | 3276.1067 | 3281.3832 | 414.2454 | 27.76% | 1011 | 600 | 13.9% | 18.62% | 18.03% | 54.086 | 54.7896 | 52.8075 | 53.7508 | -0.6196% | 54.4501 | 52.7226
Rel_spc=7_D=160_avg_ws=7.5_SP=200 | 40217 | 4021.2386 | 200 | 49 | 160 | 7 | 4.3633 | 7.5 | 943.1977 | 890.7822 | 4520.8035 | 902.5128 | 4580.3373 | 94.4428 | 95.6865 | 5.5572 | 4.3135 | 1.3169 | 22.38 | 373.1955 | 3276.1067 | 3281.3832 | 414.2454 | 26.96% | 1011 | 600 | 13.9% | 19.46% | 18.21% | 37.9751 | 38.766 | 52.403 | 37.4815 | -1.3% | 38.2622 | 52.3188
Rel_spc=7_D=160_avg_ws=9.0_SP=200 | 40217 | 4021.2386 | 200 | 49 | 160 | 7 | 4.3633 | 9 | 1137.7166 | 1091.7844 | 5540.9082 | 1101.2669 | 5589.0329 | 95.9628 | 96.7962 | 4.0372 | 3.2038 | 0.86853 | 20.6446 | 373.1955 | 3276.1067 | 3281.3832 | 414.2454 | 26.96% | 1011 | 600 | 13.9% | 17.94% | 17.1% | 30.9837 | 31.629 | 52.403 | 30.7169 | -0.8611% | 31.3567 | 52.3188
Rel_spc=7_D=160_avg_ws=6.0_SP=200 | 40217 | 4021.2386 | 200 | 49 | 160 | 7 | 4.3633 | 6 | 661.5044 | 605.353 | 3072.2235 | 617.3544 | 3133.1315 | 91.5116 | 93.3258 | 8.4884 | 6.6742 | 1.9825 | 21.3732 | 373.1955 | 3276.1067 | 3281.3832 | 414.2454 | 26.96% | 1011 | 600 | 13.9% | 22.39% | 20.57% | 55.8807 | 57.0446 | 52.403 | 54.7943 | -1.944% | 55.9356 | 52.3188
Rel_spc=6_D=160_avg_ws=6.0_SP=200 | 40216 | 4021.2386 | 200 | 49 | 160 | 6 | 5.939 | 6 | 661.5044 | 590.566 | 2997.178 | 607.8503 | 3084.8971 | 89.2762 | 91.8891 | 10.7238 | 8.1109 | 2.9267 | 24.3651 | 368.0788 | 3276.1067 | 3281.3832 | 414.2454 | 26.69% | 1011 | 600 | 13.9% | 24.62% | 22.01% | 57.1311 | 58.4729 | 52.267 | 55.5066 | -2.844% | 56.8102 | 52.1829
Rel_spc=6_D=160_avg_ws=7.5_SP=200 | 40216 | 4021.2386 | 200 | 49 | 160 | 6 | 5.939 | 7.5 | 943.1977 | 876.1706 | 4446.6479 | 893.7204 | 4535.7149 | 92.8936 | 94.7543 | 7.1064 | 5.2457 | 2.003 | 26.1832 | 368.0788 | 3276.1067 | 3281.3832 | 414.2454 | 26.69% | 1011 | 600 | 13.9% | 21.01% | 19.15% | 38.5081 | 39.4125 | 52.267 | 37.752 | -1.964% | 38.6386 | 52.1829
Rel_spc=6_D=160_avg_ws=9.0_SP=200 | 40216 | 4021.2386 | 200 | 49 | 160 | 6 | 5.939 | 9 | 1137.7166 | 1079.221 | 5477.1479 | 1093.2306 | 5548.2477 | 94.8585 | 96.0899 | 5.1415 | 3.9101 | 1.2981 | 23.9498 | 368.0788 | 3276.1067 | 3281.3832 | 414.2454 | 26.69% | 1011 | 600 | 13.9% | 19.04% | 17.81% | 31.263 | 31.9972 | 52.267 | 30.8624 | -1.281% | 31.5872 | 52.1829
Rel_spc=5_D=160_avg_ws=6.0_SP=200 | 40215 | 4021.2386 | 200 | 49 | 160 | 5 | 8.5521 | 6 | 661.5044 | 567.7128 | 2881.1956 | 593.6729 | 3012.9457 | 85.8215 | 89.7459 | 14.1785 | 10.2541 | 4.5728 | 27.6785 | 361.5241 | 3276.1067 | 3281.3832 | 414.2454 | 26.34% | 1011 | 600 | 13.9% | 28.08% | 24.15% | 59.2328 | 60.8267 | 52.0927 | 56.6426 | -4.373% | 58.1669 | 52.0089
Rel_spc=5_D=160_avg_ws=7.5_SP=200 | 40215 | 4021.2386 | 200 | 49 | 160 | 5 | 8.5521 | 7.5 | 943.1977 | 853.1883 | 4330.0105 | 880.1774 | 4466.983 | 90.457 | 93.3184 | 9.543 | 6.6816 | 3.1633 | 29.9848 | 361.5241 | 3276.1067 | 3281.3832 | 414.2454 | 26.34% | 1011 | 600 | 13.9% | 23.44% | 20.58% | 39.4136 | 40.4742 | 52.0927 | 38.205 | -3.066% | 39.2331 | 52.0089
Rel_spc=5_D=160_avg_ws=9.0_SP=200 | 40215 | 4021.2386 | 200 | 49 | 160 | 5 | 8.5521 | 9 | 1137.7166 | 1059.0786 | 5374.9233 | 1081.339 | 5487.897 | 93.0881 | 95.0447 | 6.9119 | 4.9553 | 2.1019 | 28.3074 | 361.5241 | 3276.1067 | 3281.3832 | 414.2454 | 26.34% | 1011 | 600 | 13.9% | 20.81% | 18.86% | 31.7514 | 32.6058 | 52.0927 | 31.0977 | -2.059% | 31.9346 | 52.0089
Rel_spc=4_D=160_avg_ws=6.0_SP=200 | 40214 | 4021.2386 | 200 | 49 | 160 | 4 | 13.3627 | 6 | 661.5044 | 531.4946 | 2697.3848 | 571.2715 | 2899.2564 | 80.3463 | 86.3594 | 19.6537 | 13.6406 | 7.484 | 30.5953 | 355.4587 | 3276.1067 | 3281.3832 | 414.2454 | 26.01% | 1011 | 600 | 13.9% | 33.55% | 27.54% | 63.0733 | 64.9717 | 51.9314 | 58.6816 | -6.963% | 60.4478 | 51.8479
Rel_spc=4_D=160_avg_ws=7.5_SP=200 | 40214 | 4021.2386 | 200 | 49 | 160 | 4 | 13.3627 | 7.5 | 943.1977 | 814.6212 | 4134.2793 | 858.6436 | 4357.697 | 86.368 | 91.0354 | 13.632 | 8.9646 | 5.404 | 34.2383 | 355.4587 | 3276.1067 | 3281.3832 | 414.2454 | 26.01% | 1011 | 600 | 13.9% | 27.53% | 22.86% | 41.1518 | 42.3904 | 51.9314 | 39.0419 | -5.127% | 40.217 | 51.8479
Rel_spc=4_D=160_avg_ws=9.0_SP=200 | 40214 | 4021.2386 | 200 | 49 | 160 | 4 | 13.3627 | 9 | 1137.7166 | 1026.9373 | 5211.803 | 1063.029 | 5394.972 | 90.263 | 93.4353 | 9.737 | 6.5647 | 3.5145 | 32.5799 | 355.4587 | 3276.1067 | 3281.3832 | 414.2454 | 26.01% | 1011 | 600 | 13.9% | 23.64% | 20.46% | 32.6438 | 33.6263 | 51.9314 | 31.5354 | -3.395% | 32.4846 | 51.8479
Rel_spc=15_D=160_avg_ws=6.0_SP=250 | 502715 | 5026.5482 | 250 | 49 | 160 | 15 | 1.1878 | 6 | 708.9718 | 689.3195 | 2798.6889 | 690.547 | 2803.6725 | 97.228 | 97.4012 | 2.772 | 2.5988 | 0.17807 | 6.2459 | 366.8929 | 2798.6889 | 2803.6725 | 366.8929 | 26.63% | 1011 | 600 | 13.9% | 16.67% | 16.5% | 61.1461 | 61.1461 | 61.1461 | 61.0374 | -0.1778% | 61.0374 | 61.0374
Rel_spc=15_D=160_avg_ws=7.5_SP=250 | 502715 | 5026.5482 | 250 | 49 | 160 | 15 | 1.1878 | 7.5 | 1068.1891 | 1048.9408 | 4258.7786 | 1050.1523 | 4263.6973 | 98.198 | 98.3115 | 1.802 | 1.6885 | 0.1155 | 6.294 | 366.8929 | 2798.6889 | 2803.6725 | 366.8929 | 26.63% | 1011 | 600 | 13.9% | 15.7% | 15.59% | 40.1826 | 40.1826 | 61.1461 | 40.1363 | -0.1154% | 40.1363 | 61.0374
Rel_spc=15_D=160_avg_ws=9.0_SP=250 | 502715 | 5026.5482 | 250 | 49 | 160 | 15 | 1.1878 | 9 | 1325.8988 | 1310.6469 | 5321.3249 | 1311.692 | 5325.5678 | 98.8497 | 98.9285 | 1.1503 | 1.0715 | 0.079734 | 6.8518 | 366.8929 | 2798.6889 | 2803.6725 | 366.8929 | 26.63% | 1011 | 600 | 13.9% | 15.05% | 14.97% | 32.1591 | 32.1591 | 61.1461 | 32.1335 | -0.07967% | 32.1335 | 61.0374
Rel_spc=10_D=160_avg_ws=7.5_SP=250 | 502710 | 5026.5482 | 250 | 49 | 160 | 10 | 2.6725 | 7.5 | 1068.1891 | 1029.6662 | 4180.522 | 1034.8769 | 4201.6777 | 96.3936 | 96.8814 | 3.6064 | 3.1186 | 0.50605 | 13.5262 | 346.4189 | 2798.6889 | 2803.6725 | 366.8929 | 25.52% | 1011 | 600 | 13.9% | 17.51% | 17.02% | 40.5082 | 40.9348 | 60.5088 | 40.3042 | -0.5035% | 40.7287 | 60.4013
Rel_spc=10_D=160_avg_ws=9.0_SP=250 | 502710 | 5026.5482 | 250 | 49 | 160 | 10 | 2.6725 | 9 | 1325.8988 | 1295.3563 | 5259.2438 | 1299.9568 | 5277.9223 | 97.6965 | 98.0434 | 2.3035 | 1.9566 | 0.35516 | 15.0627 | 346.4189 | 2798.6889 | 2803.6725 | 366.8929 | 25.52% | 1011 | 600 | 13.9% | 16.2% | 15.86% | 32.1996 | 32.5387 | 60.5088 | 32.0856 | -0.3539% | 32.4235 | 60.4013
Rel_spc=10_D=160_avg_ws=6.0_SP=250 | 502710 | 5026.5482 | 250 | 49 | 160 | 10 | 2.6725 | 6 | 708.9718 | 670.9527 | 2724.1185 | 675.667 | 2743.2588 | 94.6374 | 95.3024 | 5.3626 | 4.6976 | 0.70262 | 12.3997 | 346.4189 | 2798.6889 | 2803.6725 | 366.8929 | 25.52% | 1011 | 600 | 13.9% | 19.26% | 18.6% | 62.1652 | 62.8199 | 60.5088 | 61.7315 | -0.6977% | 62.3816 | 60.4013
Rel_spc=7_D=160_avg_ws=7.5_SP=250 | 50277 | 5026.5482 | 250 | 49 | 160 | 7 | 5.4542 | 7.5 | 1068.1891 | 997.9367 | 4051.698 | 1013.2985 | 4114.0682 | 93.4232 | 94.8613 | 6.5768 | 5.1387 | 1.5394 | 21.8666 | 334.3622 | 2798.6889 | 2803.6725 | 366.8929 | 24.85% | 1011 | 600 | 13.9% | 20.48% | 19.04% | 41.537 | 42.2363 | 60.1336 | 40.9072 | -1.516% | 41.596 | 60.0267
Rel_spc=7_D=160_avg_ws=9.0_SP=250 | 50277 | 5026.5482 | 250 | 49 | 160 | 7 | 5.4542 | 9 | 1325.8988 | 1268.5322 | 5150.336 | 1282.6419 | 5207.6224 | 95.6734 | 96.7375 | 4.3266 | 3.2625 | 1.1123 | 24.5957 | 334.3622 | 2798.6889 | 2803.6725 | 366.8929 | 24.85% | 1011 | 600 | 13.9% | 18.23% | 17.16% | 32.6765 | 33.2267 | 60.1336 | 32.3171 | -1.1% | 32.8612 | 60.0267
Rel_spc=7_D=160_avg_ws=6.0_SP=250 | 50277 | 5026.5482 | 250 | 49 | 160 | 7 | 5.4542 | 6 | 708.9718 | 641.4885 | 2604.4915 | 655.3693 | 2660.8486 | 90.4815 | 92.4394 | 9.5185 | 7.5606 | 2.1638 | 20.5692 | 334.3622 | 2798.6889 | 2803.6725 | 366.8929 | 24.85% | 1011 | 600 | 13.9% | 23.42% | 21.46% | 64.6173 | 65.7053 | 60.1336 | 63.2487 | -2.118% | 64.3136 | 60.0267
Rel_spc=6_D=160_avg_ws=6.0_SP=250 | 50276 | 5026.5482 | 250 | 49 | 160 | 6 | 7.4237 | 6 | 708.9718 | 624.2441 | 2534.4779 | 643.9351 | 2614.4248 | 88.0492 | 90.8266 | 11.9508 | 9.1734 | 3.1544 | 23.2403 | 329.8288 | 2798.6889 | 2803.6725 | 366.8929 | 24.6% | 1011 | 600 | 13.9% | 25.85% | 23.07% | 66.2465 | 67.5204 | 59.9925 | 64.2207 | -3.058% | 65.4557 | 59.8858
Rel_spc=6_D=160_avg_ws=7.5_SP=250 | 50276 | 5026.5482 | 250 | 49 | 160 | 6 | 7.4237 | 7.5 | 1068.1891 | 978.6839 | 3973.5303 | 1000.9567 | 4063.9593 | 91.6208 | 93.7059 | 8.3792 | 6.2941 | 2.2758 | 24.8843 | 329.8288 | 2798.6889 | 2803.6725 | 366.8929 | 24.6% | 1011 | 600 | 13.9% | 22.28% | 20.19% | 42.2547 | 43.0672 | 59.9925 | 41.3145 | -2.225% | 42.1089 | 59.8858
Rel_spc=6_D=160_avg_ws=9.0_SP=250 | 50276 | 5026.5482 | 250 | 49 | 160 | 6 | 7.4237 | 9 | 1325.8988 | 1251.6952 | 5081.9763 | 1272.4793 | 5166.3616 | 94.4035 | 95.9711 | 5.5965 | 4.0289 | 1.6605 | 28.0096 | 329.8288 | 2798.6889 | 2803.6725 | 366.8929 | 24.6% | 1011 | 600 | 13.9% | 19.5% | 17.93% | 33.0384 | 33.6737 | 59.9925 | 32.4988 | -1.633% | 33.1237 | 59.8858
Rel_spc=5_D=160_avg_ws=6.0_SP=250 | 50275 | 5026.5482 | 250 | 49 | 160 | 5 | 10.6901 | 6 | 708.9718 | 597.7977 | 2427.1037 | 627.0332 | 2545.8017 | 84.319 | 88.4426 | 15.681 | 11.5574 | 4.8905 | 26.297 | 325.032 | 2798.6889 | 2803.6725 | 366.8929 | 24.33% | 1011 | 600 | 13.9% | 29.58% | 25.46% | 69.0051 | 70.5074 | 59.8432 | 65.7877 | -4.663% | 67.22 | 59.7368
Rel_spc=5_D=160_avg_ws=7.5_SP=250 | 50275 | 5026.5482 | 250 | 49 | 160 | 5 | 10.6901 | 7.5 | 1068.1891 | 948.7503 | 3851.9973 | 983.0842 | 3991.3956 | 88.8186 | 92.0328 | 11.1814 | 7.9672 | 3.6189 | 28.746 | 325.032 | 2798.6889 | 2803.6725 | 366.8929 | 24.33% | 1011 | 600 | 13.9% | 25.08% | 21.87% | 43.4794 | 44.426 | 59.8432 | 41.9609 | -3.492% | 42.8744 | 59.7368
Rel_spc=5_D=160_avg_ws=9.0_SP=250 | 50275 | 5026.5482 | 250 | 49 | 160 | 5 | 10.6901 | 9 | 1325.8988 | 1224.9839 | 4973.5267 | 1256.064 | 5099.7143 | 92.3889 | 94.733 | 7.6111 | 5.267 | 2.5372 | 30.7983 | 325.032 | 2798.6889 | 2803.6725 | 366.8929 | 24.33% | 1011 | 600 | 13.9% | 21.51% | 19.17% | 33.6748 | 34.408 | 59.8432 | 32.8415 | -2.474% | 33.5566 | 59.7368
Rel_spc=4_D=160_avg_ws=6.0_SP=250 | 50274 | 5026.5482 | 250 | 49 | 160 | 4 | 16.7033 | 6 | 708.9718 | 556.5632 | 2259.6886 | 601.0224 | 2440.1959 | 78.5029 | 84.7738 | 21.4971 | 15.2262 | 7.9882 | 29.171 | 320.2242 | 2798.6889 | 2803.6725 | 366.8929 | 24.05% | 1011 | 600 | 13.9% | 35.4% | 29.13% | 73.9322 | 75.7312 | 59.6935 | 68.4632 | -7.397% | 70.1292 | 59.5874
Rel_spc=4_D=160_avg_ws=7.5_SP=250 | 50274 | 5026.5482 | 250 | 49 | 160 | 4 | 16.7033 | 7.5 | 1068.1891 | 900.0462 | 3654.2552 | 954.4743 | 3875.2372 | 84.2591 | 89.3544 | 15.7409 | 10.6456 | 6.0473 | 32.3701 | 320.2242 | 2798.6889 | 2803.6725 | 366.8929 | 24.05% | 1011 | 600 | 13.9% | 29.64% | 24.55% | 45.7176 | 46.83 | 59.6935 | 43.1106 | -5.702% | 44.1596 | 59.5874
Rel_spc=4_D=160_avg_ws=9.0_SP=250 | 50274 | 5026.5482 | 250 | 49 | 160 | 4 | 16.7033 | 9 | 1325.8988 | 1179.7229 | 4789.7634 | 1230.4736 | 4995.8153 | 88.9753 | 92.803 | 11.0247 | 7.197 | 4.3019 | 34.719 | 320.2242 | 2798.6889 | 2803.6725 | 366.8929 | 24.05% | 1011 | 600 | 13.9% | 24.92% | 21.1% | 34.8793 | 35.728 | 59.6935 | 33.4407 | -4.124% | 34.2544 | 59.5874
Rel_spc=15_D=160_avg_ws=6.0_SP=300 | 603215 | 6031.8579 | 300 | 49 | 160 | 15 | 1.4254 | 6 | 739.4814 | 717.1201 | 2426.3012 | 718.5208 | 2431.0405 | 96.9761 | 97.1655 | 3.0239 | 2.8345 | 0.19533 | 6.2641 | 335.6686 | 2426.3012 | 2431.0405 | 335.6686 | 24.93% | 1011 | 600 | 13.9% | 16.92% | 16.73% | 69.4098 | 69.4098 | 69.4098 | 69.2745 | -0.1949% | 69.2745 | 69.2745
Rel_spc=15_D=160_avg_ws=7.5_SP=300 | 603215 | 6031.8579 | 300 | 49 | 160 | 15 | 1.4254 | 7.5 | 1167.5373 | 1144.3519 | 3871.7956 | 1145.8627 | 3876.9073 | 98.0142 | 98.1436 | 1.9858 | 1.8564 | 0.13202 | 6.5163 | 335.6686 | 2426.3012 | 2431.0405 | 335.6686 | 24.93% | 1011 | 600 | 13.9% | 15.89% | 15.76% | 43.4964 | 43.4964 | 69.4098 | 43.439 | -0.1318% | 43.439 | 69.2745
Rel_spc=15_D=160_avg_ws=9.0_SP=300 | 603215 | 6031.8579 | 300 | 49 | 160 | 15 | 1.4254 | 9 | 1498.4913 | 1476.1692 | 4994.4648 | 1477.468 | 4998.8593 | 98.5104 | 98.597 | 1.4896 | 1.403 | 0.087987 | 5.8186 | 335.6686 | 2426.3012 | 2431.0405 | 335.6686 | 24.93% | 1011 | 600 | 13.9% | 15.39% | 15.3% | 33.7191 | 33.7191 | 69.4098 | 33.6895 | -0.08791% | 33.6895 | 69.2745
Rel_spc=10_D=160_avg_ws=7.5_SP=300 | 603210 | 6031.8579 | 300 | 49 | 160 | 10 | 3.207 | 7.5 | 1167.5373 | 1121.1776 | 3793.3876 | 1127.862 | 3816.0038 | 96.0293 | 96.6018 | 3.9707 | 3.3982 | 0.5962 | 14.4187 | 318.7482 | 2426.3012 | 2431.0405 | 335.6686 | 23.97% | 1011 | 600 | 13.9% | 17.87% | 17.3% | 44.0069 | 44.3954 | 68.8023 | 43.7461 | -0.5927% | 44.1323 | 68.6682
Rel_spc=10_D=160_avg_ws=9.0_SP=300 | 603210 | 6031.8579 | 300 | 49 | 160 | 10 | 3.207 | 9 | 1498.4913 | 1455.1708 | 4923.4189 | 1460.7768 | 4942.3861 | 97.1091 | 97.4832 | 2.8909 | 2.5168 | 0.38525 | 12.9407 | 318.7482 | 2426.3012 | 2431.0405 | 335.6686 | 23.97% | 1011 | 600 | 13.9% | 16.79% | 16.42% | 33.9063 | 34.2057 | 68.8023 | 33.7762 | -0.3838% | 34.0744 | 68.6682
Rel_spc=10_D=160_avg_ws=6.0_SP=300 | 603210 | 6031.8579 | 300 | 49 | 160 | 10 | 3.207 | 6 | 739.4814 | 696.4869 | 2356.491 | 701.6927 | 2374.1043 | 94.1859 | 94.8898 | 5.8141 | 5.1102 | 0.74744 | 12.108 | 318.7482 | 2426.3012 | 2431.0405 | 335.6686 | 23.97% | 1011 | 600 | 13.9% | 19.71% | 19.01% | 70.8405 | 71.466 | 68.8023 | 70.315 | -0.7419% | 70.9358 | 68.6682
Rel_spc=7_D=160_avg_ws=7.5_SP=300 | 60327 | 6031.8579 | 300 | 49 | 160 | 7 | 6.545 | 7.5 | 1167.5373 | 1081.7954 | 3660.1421 | 1101.5811 | 3727.0849 | 92.6562 | 94.3508 | 7.3438 | 5.6492 | 1.829 | 23.0759 | 308.7743 | 2426.3012 | 2431.0405 | 335.6686 | 23.4% | 1011 | 600 | 13.9% | 21.24% | 19.55% | 45.3715 | 46.0116 | 68.4442 | 44.5566 | -1.796% | 45.1852 | 68.3108
Rel_spc=7_D=160_avg_ws=9.0_SP=300 | 60327 | 6031.8579 | 300 | 49 | 160 | 7 | 6.545 | 9 | 1498.4913 | 1420.3954 | 4805.76 | 1435.9277 | 4858.3118 | 94.7884 | 95.8249 | 5.2116 | 4.1751 | 1.0935 | 19.8887 | 308.7743 | 2426.3012 | 2431.0405 | 335.6686 | 23.4% | 1011 | 600 | 13.9% | 19.11% | 18.08% | 34.5557 | 35.0432 | 68.4442 | 34.1819 | -1.082% | 34.6641 | 68.3108
Rel_spc=7_D=160_avg_ws=6.0_SP=300 | 60327 | 6031.8579 | 300 | 49 | 160 | 7 | 6.545 | 6 | 739.4814 | 663.897 | 2246.2263 | 678.6537 | 2296.1543 | 89.7787 | 91.7743 | 10.2213 | 8.2257 | 2.2228 | 19.5236 | 308.7743 | 2426.3012 | 2431.0405 | 335.6686 | 23.4% | 1011 | 600 | 13.9% | 24.12% | 22.13% | 73.9312 | 74.9742 | 68.4442 | 72.3237 | -2.174% | 73.3439 | 68.3108
Rel_spc=6_D=160_avg_ws=6.0_SP=300 | 60326 | 6031.8579 | 300 | 49 | 160 | 6 | 8.9085 | 6 | 739.4814 | 644.9624 | 2182.1631 | 666.2949 | 2254.3394 | 87.2182 | 90.103 | 12.7818 | 9.897 | 3.3076 | 22.5695 | 304.9423 | 2426.3012 | 2431.0405 | 335.6686 | 23.17% | 1011 | 600 | 13.9% | 26.68% | 23.8% | 75.9487 | 77.1753 | 68.3066 | 73.5171 | -3.202% | 74.7044 | 68.1735
Rel_spc=6_D=160_avg_ws=7.5_SP=300 | 60326 | 6031.8579 | 300 | 49 | 160 | 6 | 8.9085 | 7.5 | 1167.5373 | 1058.3122 | 3580.6891 | 1085.9897 | 3674.3331 | 90.6448 | 93.0154 | 9.3552 | 6.9846 | 2.6153 | 25.3399 | 304.9423 | 2426.3012 | 2431.0405 | 335.6686 | 23.17% | 1011 | 600 | 13.9% | 23.26% | 20.88% | 46.2851 | 47.0326 | 68.3066 | 45.1055 | -2.549% | 45.8339 | 68.1735
Rel_spc=6_D=160_avg_ws=9.0_SP=300 | 60326 | 6031.8579 | 300 | 49 | 160 | 6 | 8.9085 | 9 | 1498.4913 | 1398.4711 | 4731.5815 | 1423.1388 | 4815.0419 | 93.3253 | 94.9714 | 6.6747 | 5.0286 | 1.7639 | 24.6627 | 304.9423 | 2426.3012 | 2431.0405 | 335.6686 | 23.17% | 1011 | 600 | 13.9% | 20.57% | 18.93% | 35.0269 | 35.5925 | 68.3066 | 34.4197 | -1.733% | 34.9756 | 68.1735
Rel_spc=5_D=160_avg_ws=6.0_SP=300 | 60325 | 6031.8579 | 300 | 49 | 160 | 5 | 12.8282 | 6 | 739.4814 | 616.156 | 2084.6997 | 647.6724 | 2191.3323 | 83.3227 | 87.5847 | 16.6773 | 12.4153 | 5.115 | 25.5555 | 300.9853 | 2426.3012 | 2431.0405 | 335.6686 | 22.94% | 1011 | 600 | 13.9% | 30.58% | 26.32% | 79.3341 | 80.7833 | 68.1646 | 75.4736 | -4.866% | 76.8523 | 68.0317
Rel_spc=5_D=160_avg_ws=7.5_SP=300 | 60325 | 6031.8579 | 300 | 49 | 160 | 5 | 12.8282 | 7.5 | 1167.5373 | 1021.3037 | 3455.4749 | 1063.1826 | 3597.1677 | 87.475 | 91.062 | 12.525 | 8.938 | 4.1005 | 28.6384 | 300.9853 | 2426.3012 | 2431.0405 | 335.6686 | 22.94% | 1011 | 600 | 13.9% | 26.42% | 22.84% | 47.8625 | 48.7369 | 68.1646 | 45.9772 | -3.939% | 46.8171 | 68.0317
Rel_spc=5_D=160_avg_ws=9.0_SP=300 | 60325 | 6031.8579 | 300 | 49 | 160 | 5 | 12.8282 | 9 | 1498.4913 | 1364.6821 | 4617.2599 | 1402.9296 | 4746.6663 | 91.0704 | 93.6228 | 8.9296 | 6.3772 | 2.8027 | 28.5836 | 300.9853 | 2426.3012 | 2431.0405 | 335.6686 | 22.94% | 1011 | 600 | 13.9% | 22.83% | 20.28% | 35.8195 | 36.4738 | 68.1646 | 34.8429 | -2.726% | 35.4794 | 68.0317
Rel_spc=4_D=160_avg_ws=6.0_SP=300 | 60324 | 6031.8579 | 300 | 49 | 160 | 4 | 20.044 | 6 | 739.4814 | 571.3799 | 1933.2044 | 619.6456 | 2096.5065 | 77.2676 | 83.7946 | 22.7324 | 16.2054 | 8.4472 | 28.7123 | 297.019 | 2426.3012 | 2431.0405 | 335.6686 | 22.71% | 1011 | 600 | 13.9% | 36.63% | 30.11% | 85.3724 | 87.1139 | 68.0222 | 78.7225 | -7.789% | 80.3284 | 67.8896
Rel_spc=4_D=160_avg_ws=7.5_SP=300 | 60324 | 6031.8579 | 300 | 49 | 160 | 4 | 20.044 | 7.5 | 1167.5373 | 963.4701 | 3259.8006 | 1028.244 | 3478.9566 | 82.5216 | 88.0695 | 17.4784 | 11.9305 | 6.723 | 31.7415 | 297.019 | 2426.3012 | 2431.0405 | 335.6686 | 22.71% | 1011 | 600 | 13.9% | 31.38% | 25.83% | 50.6296 | 51.6624 | 68.0222 | 47.4402 | -6.299% | 48.4079 | 67.8896
Rel_spc=4_D=160_avg_ws=9.0_SP=300 | 60324 | 6031.8579 | 300 | 49 | 160 | 4 | 20.044 | 9 | 1498.4913 | 1310.0606 | 4432.4536 | 1371.8553 | 4641.5297 | 87.4253 | 91.5491 | 12.5747 | 8.4509 | 4.7169 | 32.7944 | 297.019 | 2426.3012 | 2431.0405 | 335.6686 | 22.71% | 1011 | 600 | 13.9% | 26.47% | 22.35% | 37.235 | 37.9945 | 68.0222 | 35.5577 | -4.504% | 36.2831 | 67.8896